## DHWCalcs
SIZE DHW PIPING
FLUSH TANK OR FLUSH VALVE? |  |  | Tank | Velocity (fps) - Friction (psi/100ft) | 6-4.0 |  | Fixture Units to Gallons Per Minute |  |  | Pipe sizes vs flow and fixture units
GUID | SYSTEM NAME | SLOPE "/12" | FIXTURE UNITS | DIAMETER in | GPM | MIN. REQ.SIZE IN. |  |  |  |  | Flow
796815 | SS 2 | 1 | 139 | 100 | 52.5 | 2 1/2" |  | tank | valve | Size | (gpm)
796912 | SS 2 | 1.0001 | 66 | 100 | 35 | 2" | WSFU | gpm | gpm | (in) | HW
797005 | SS 2 |  | 0 | 100 | 3 | 3/4" | 1 | 3 |  | 1/2" | 2
797073 | SS 2 |  | 3 | 80 | 8 | 1" | 2 | 5 |  | 3/4" | 5.5
797453 | SS 2 | 0 | 3 | 80 | 8 | 1" | 3 | 6.5 |  | 1" | 10
797519 | SS 2 |  | 6 | 80 | 11.8 | 1 1/4" | 4 | 8 |  | 1 1/4" | 15
797557 | SS 2 |  | 3 | 80 | 8 | 1" | 5 | 9.4 | 15 | 1 1/2" | 21
797783 | SS 2 | 0.99934 | 21 | 100 | 21.5 | 2" | 6 | 10.7 | 17.4 | 2" | 37
798035 | SS 2 | 1 | 6 | 100 | 11.8 | 1 1/4" | 7 | 11.8 | 19.8 | 2 1/2" | 60
798051 | SS 2 |  | 0 | 100 | 3 | 3/4" | 8 | 12.8 | 22.2 | 3" | 85
798774 | SS 2 | 0.99836 | 99 | 100 | 43.5 | 2 1/2" | 9 | 13.7 | 24.6 | 4" | 150
798807 | SS 2 |  | 99 | 100 | 43.5 | 2 1/2" | 10 | 14.6 | 27 | 5" | 230
798843 | SS 2 | 0 | 4 | 100 | 9.4 | 1" | 11 | 15.4 | 27.8 | 6" | 345
798858 | SS 2 |  | 4 | 100 | 9.4 | 1" | 12 | 16 | 28.6
799114 | SS 2 |  | 0 | 100 | 3 | 3/4" | 13 | 16.5 | 29.4
799141 | SS 2 | 0 | 0 | 100 | 3 | 3/4" | 14 | 17 | 30.2
799153 | SS 2 |  | 0 | 100 | 3 | 3/4" | 15 | 17.5 | 31
799163 | SS 2 | 0 | 0 | 100 | 3 | 3/4" | 16 | 18 | 31.8
799646 | SS 2 | 1.0117 | 14 | 100 | 17.5 | 1 1/2" | 17 | 18.4 | 32.6
799983 | SS 2 |  | 6 | 50 | 11.8 | 1 1/4" | 18 | 18.8 | 33.4
800033 | SS 2 |  | 3 | 50 | 8 | 1" | 19 | 19.2 | 34.2
800089 | SS 2 | 0 | 3 | 50 | 8 | 1" | 20 | 19.6 | 35
800102 | SS 2 |  | 3 | 50 | 8 | 1" | 25 | 21.5 | 38
800126 | SS 2 | 0 | 0 | 50 | 3 | 3/4" | 30 | 23.3 | 42
800142 | SS 2 |  | 0 | 50 | 3 | 3/4" | 35 | 24.9 | 44
800152 | SS 2 | 0 | 0 | 50 | 3 | 3/4" | 40 | 26.3 | 46
800365 | SS 2 | 0.99671 | 6 | 50 | 11.8 | 1 1/4" | 45 | 27.2 | 48
800831 | SS 2 |  | 42 | 100 | 27.2 | 2" | 50 | 29.1 | 50
800833 | SS 2 |  | 3 | 50 | 8 | 1" | 60 | 32 | 54
800838 | SS 2 |  | 3 | 50 | 8 | 1" | 70 | 35 | 58
800843 | SS 2 | 0 | 0 | 100 | 3 | 3/4" | 80 | 38 | 61.2
801245 | SS 2 |  | 0 | 100 | 3 | 3/4" | 90 | 41 | 64.3
801289 | SS 2 |  | 0 | 100 | 3 | 3/4" | 100 | 43.5 | 67.5
801323 | SS 2 | 0 | 0 | 100 | 3 | 3/4" | 120 | 48 | 73
801363 | SS 2 | 0 | 0 | 100 | 3 | 3/4" | 140 | 52.5 | 77
801495 | SS 2 | 0.99929 | 66 | 100 | 35 | 2" | 160 | 57 | 81
801941 | SS 2 |  | 3 | 50 | 8 | 1" | 180 | 61 | 85.5
801964 | SS 2 | 0 | 3 | 100 | 8 | 1" | 200 | 65 | 90
802372 | SS 2 |  | 14 | 100 | 17.5 | 1 1/2" | 225 | 70 | 95.5
802390 | SS 2 |  | 0 | 50 | 3 | 3/4" | 250 | 75 | 101
802712 | SS 2 |  | 3 | 80 | 8 | 1" | 275 | 80 | 104.5
802802 | SS 2 | 0 | 3 | 80 | 8 | 1" | 300 | 85 | 108
802822 | SS 2 |  | 6 | 80 | 11.8 | 1 1/4" | 350 | 95 | 117.5
802857 | SS 2 |  | 3 | 80 | 8 | 1" | 400 | 105 | 127
803529 | SS 2 |  | 3 | 80 | 8 | 1" | 450 | 114.5 | 135
803627 | SS 2 | 1 | 3 | 80 | 8 | 1" | 500 | 124 | 143
803666 | SS 2 |  | 6 | 80 | 11.8 | 1 1/4" | 550 | 133 | 150
803702 | SS 2 |  | 3 | 80 | 8 | 1" | 600 | 142.5 | 156.5
803755 | SS 2 | 1.0215 | 6 | 80 | 11.8 | 1 1/4" | 650 | 151.5 | 163.5
804039 | SS 2 | 1 | 15 | 100 | 18 | 1 1/2" | 700 | 161 | 170
804051 | SS 2 | 1 | 6 | 80 | 11.8 | 1 1/4" | 750 | 170 | 177
804106 | SS 2 | 0 | 0 | 80 | 3 | 3/4" | 800 | 182.5 | 187.5
804145 | SS 2 |  | 3 | 80 | 8 | 1" | 900 | 195.5 | 197.5
804233 | SS 2 |  | 3 | 80 | 8 | 1" | 1000 | 208 | 208
804309 | SS 2 | 0 | 3 | 80 | 8 | 1" | 1250 | 239 | 239
804323 | SS 2 |  | 6 | 80 | 11.8 | 1 1/4" | 1500 | 269 | 269
804360 | SS 2 |  | 3 | 80 | 8 | 1" | 1750 | 297 | 297
804619 | SS 2 | 102.0202 | 139 | 100 | 52.5 | 2 1/2" | 2000 | 325 | 325
804667 | SS 2 | 1.0001 | 205 | 100 | 70 | 3" | 2250 | 352.5 | 352.5
805075 | SS 2 | 0.98043 | 6 | 80 | 11.8 | 1 1/4" | 2500 | 380 | 380
805279 | SS 2 |  | 3 | 80 | 8 | 1" | 2750 | 406.5 | 406.5
805335 | SS 2 | 0 | 3 | 80 | 8 | 1" | 3000 | 433 | 433
805355 | SS 2 |  | 3 | 80 | 8 | 1" | 3250 | 458.5 | 456
805495 | SS 2 |  | 0 | 80 | 3 | 3/4" | 3500 | 484 | 479
806047 | SS 2 |  | 4 | 100 | 9.4 | 1" | 3750 | 509.5 | 502
806223 | SS 2 | 0 | 4 | 100 | 9.4 | 1" | 4000 | 535 | 525
806241 | SS 2 |  | 4 | 100 | 9.4 | 1" | 4500 | 564 | 559
806274 | SS 2 |  | 0 | 100 | 3 | 3/4" | 5000 | 593 | 593
806529 | SS 2 | 0.99939 | 252 | 100 | 80 | 3"
806584 | SS 2 | 1.0019 | 33 | 100 | 24.9 | 2"
806676 | SS 2 | 0.99939 | 219 | 100 | 70 | 3"
806944 | SS 1 |  | 3 | 80 | 8 | 1"
807106 | SS 1 | 0 | 3 | 80 | 8 | 1"
807120 | SS 1 |  | 6 | 80 | 11.8 | 1 1/4"
807154 | SS 1 |  | 3 | 80 | 8 | 1"
807247 | SS 1 |  | 3 | 100 | 8 | 1"
807327 | SS 1 | 0 | 68 | 100 | 35 | 2"
807385 | SS 1 |  | 68 | 100 | 35 | 2"
807465 | SS 1 |  | 0 | 100 | 3 | 3/4"
807489 | SS 1 | 0 | 0 | 100 | 3 | 3/4"
807519 | SS 1 | 0 | 0 | 100 | 3 | 3/4"
808139 | SS 1 | 1.0002 | 128 | 100 | 52.5 | 2 1/2"
808173 | SS 1 | 1.0001 | 167 | 100 | 61 | 3"
808501 | SS 1 |  | 3 | 80 | 8 | 1"
808922 | SS 1 | 0 | 3 | 80 | 8 | 1"
809078 | SS 1 | 942696.8994 | 7 | 80 | 12.8 | 1 1/4"
809114 | SS 1 |  | 4 | 80 | 9.4 | 1"
809290 | SS 1 | 1 | 74 | 100 | 38 | 2 1/2"
809328 | SS 1 | 1.0056 | 20 | 80 | 21.5 | 2"
809569 | SS 1 |  | 4 | 50 | 9.4 | 1"
809592 | SS 1 | 0 | 24 | 100 | 21.5 | 2"
809618 | SS 1 |  | 3 | 50 | 8 | 1"
809663 | SS 1 | 0 | 65 | 100 | 35 | 2"
809698 | SS 1 |  | 3 | 80 | 8 | 1"
809809 | SS 1 | 0 | 3 | 80 | 8 | 1"
809817 | SS 1 | 1 | 3 | 80 | 8 | 1"
809829 | SS 1 | 944332.2594 | 6 | 80 | 11.8 | 1 1/4"
809919 | SS 1 |  | 3 | 80 | 8 | 1"
809998 | SS 1 | 0 | 0 | 80 | 3 | 3/4"
810056 | SS 1 |  | 4 | 80 | 9.4 | 1"
810200 | SS 1 |  | 3 | 80 | 8 | 1"
810280 | SS 1 | 0 | 3 | 80 | 8 | 1"
810294 | SS 1 | 998217.8297 | 7 | 80 | 12.8 | 1 1/4"
810327 | SS 1 |  | 4 | 80 | 9.4 | 1"
810481 | SS 1 | 1 | 128 | 100 | 52.5 | 2 1/2"
810560 | SS 1 | 1.0147 | 7 | 80 | 12.8 | 1 1/4"
810645 | SS 1 | 1 | 121 | 100 | 52.5 | 2 1/2"
810834 | SS 1 | 1.0001 | 0 | 100 | 3 | 3/4"
810850 | SS 1 |  | 0 | 100 | 3 | 3/4"
810883 | SS 1 |  | 0 | 100 | 3 | 3/4"
810907 | SS 1 |  | 0 | 100 | 3 | 3/4"
810914 | SS 1 | 1.0001 | 167 | 100 | 61 | 3"
810925 | SS 1 |  | 4 | 100 | 9.4 | 1"
811059 | SS 1 | 0 | 8 | 100 | 13.7 | 1 1/4"
811107 | SS 1 | 0 | 19 | 100 | 19.6 | 1 1/2"
811119 | SS 1 |  | 0 | 100 | 3 | 3/4"
811129 | SS 1 | 0 | 0 | 100 | 3 | 3/4"
811234 | SS 1 |  | 4 | 100 | 9.4 | 1"
811258 | SS 1 | 0 | 0 | 100 | 3 | 3/4"
811322 | SS 1 |  | 27 | 100 | 23.3 | 2"
811474 | SS 1 |  | 8 | 50 | 13.7 | 1 1/4"
811509 | SS 1 | 0 | 8 | 50 | 13.7 | 1 1/4"
811523 | SS 1 |  | 4 | 50 | 9.4 | 1"
811699 | SS 1 | 1 | 94 | 100 | 43.5 | 2 1/2"
811884 | SS 1 | 0.085727 | 27 | 100 | 23.3 | 2"
811943 | SS 1 |  | 0 | 50 | 3 | 3/4"
811995 | SS 1 | 0 | 0 | 50 | 3 | 3/4"
812086 | SS 1 | 0 | 4 | 50 | 9.4 | 1"
812100 | SS 1 |  | 4 | 50 | 9.4 | 1"
812269 | SS 1 | 0 | 4 | 50 | 9.4 | 1"
813578 | SS 1 | 1491948.7304 | 0 | 50 | 3 | 3/4"
813752 | SS 1 | 1.0001 | 128 | 100 | 52.5 | 2 1/2"
814013 | SS 1 | 2.0019 | 0 | 50 | 3 | 3/4"
814124 | SS 1 | 1.0001 | 128 | 100 | 52.5 | 2 1/2"
814353 | SS 2 |  | 0 | 100 | 3 | 3/4"
814442 | SS 2 | 2.0243 | 3 | 50 | 8 | 1"
831287 | SS 1 | 0 | 0 | 100 | 3 | 3/4"
831299 | SS 1 |  | 8 | 100 | 13.7 | 1 1/4"
831601 | SS 1 |  | 0 | 100 | 3 | 3/4"
831611 | SS 1 | 0 | 0 | 100 | 3 | 3/4"
831651 | SS 1 |  | 0 | 100 | 3 | 3/4"
831653 | SS 1 | 0 | 0 | 100 | 3 | 3/4"
831817 | SS 1 |  | 4 | 100 | 9.4 | 1"
831846 | SS 1 | 0 | 4 | 100 | 9.4 | 1"
831880 | SS 1 |  | 4 | 100 | 9.4 | 1"
831890 | SS 1 | 0 | 8 | 100 | 13.7 | 1 1/4"
831997 | SS 1 |  | 3 | 80 | 8 | 1"
832093 | SS 1 | 0 | 3 | 80 | 8 | 1"
832218 | SS 1 |  | 7 | 80 | 12.8 | 1 1/4"
832256 | SS 1 |  | 4 | 80 | 9.4 | 1"
832482 | SS 1 | 1.0012 | 7 | 80 | 12.8 | 1 1/4"
832614 | SS 1 | 1.0001 | 135 | 100 | 52.5 | 2 1/2"
833209 | SS 1 | 1.0001 | 143 | 100 | 57 | 2 1/2"
833240 | SS 1 | 1.0036 | 8 | 100 | 13.7 | 1 1/4"
833865 | SS 1 |  | 3 | 80 | 8 | 1"
833926 | SS 1 | 0 | 3 | 80 | 8 | 1"
833950 | SS 1 |  | 6 | 80 | 11.8 | 1 1/4"
833987 | SS 1 |  | 3 | 80 | 8 | 1"
834343 | SS 1 |  | 3 | 80 | 8 | 1"
834347 | SS 1 | 0 | 3 | 80 | 8 | 1"
834349 | SS 1 |  | 6 | 80 | 11.8 | 1 1/4"
834669 | SS 1 | 0 | 0 | 80 | 3 | 3/4"
834714 | SS 1 |  | 3 | 80 | 8 | 1"
834776 | SS 1 |  | 3 | 80 | 8 | 1"
834835 | SS 1 | 1.0001 | 164 | 100 | 61 | 3"
834868 | SS 1 | 0.99692 | 9 | 100 | 14.6 | 1 1/4"
835058 | SS 1 | 0 | 0 | 100 | 3 | 3/4"
835070 | SS 1 | 1492687.4211 | 0 | 100 | 3 | 3/4"
835150 | SS 1 | 0.99692 | 21 | 100 | 21.5 | 2"
835262 | SS 1 | 1 | 6 | 80 | 11.8 | 1 1/4"
835384 | SS 1 | 1.0005 | 12 | 80 | 16.5 | 1 1/2"
835483 | SS 1 | 1.0001 | 167 | 100 | 61 | 3"
835525 | SS 1 | 2.0799 | 3 | 50 | 8 | 1"
835839 | SS 1 | 1585541.2775 | 3 | 50 | 8 | 1"
836015 | SS 1 | 0.99692 | 6 | 100 | 11.8 | 1 1/4"
836069 | SS 1 | 2.0004 | 3 | 50 | 8 | 1"
836240 | SS 1 | 4458810.7953 | 3 | 50 | 8 | 1"
836335 | SS 1 | 530192.3616 | 0 | 100 | 3 | 3/4"
836389 | SS 1 | 0 | 0 | 100 | 3 | 3/4"
836487 | SS 1 |  | 0 | 100 | 3 | 3/4"
836489 | SS 1 | 0 | 0 | 100 | 3 | 3/4"
836586 | SS 1 |  | 0 | 100 | 3 | 3/4"
836614 | SS 1 | 0 | 0 | 100 | 3 | 3/4"
836662 | SS 1 |  | 0 | 100 | 3 | 3/4"
836711 | SS 1 |  | 0 | 50 | 3 | 3/4"
836766 | SS 1 | 0 | 0 | 100 | 3 | 3/4"
836810 | SS 1 | 0 | 0 | 50 | 3 | 3/4"
836890 | SS 1 |  | 3 | 80 | 8 | 1"
836940 | SS 1 | 0 | 3 | 80 | 8 | 1"
836948 | SS 1 |  | 6 | 80 | 11.8 | 1 1/4"
837076 | SS 1 |  | 3 | 80 | 8 | 1"
837410 | SS 1 | 0.99692 | 0 | 100 | 3 | 3/4"
837431 | SS 1 | 0.99997 | 6 | 80 | 11.8 | 1 1/4"
837458 | SS 1 | 1 | 6 | 80 | 11.8 | 1 1/4"
840063 | SS 2 | 1 | 6 | 80 | 11.8 | 1 1/4"
840181 | SS 2 | 0.99474 | 6 | 80 | 11.8 | 1 1/4"
840234 | SS 2 | 1 | 0 | 80 | 3 | 3/4"
840251 | SS 2 |  | 0 | 80 | 3 | 3/4"
855481 | SS 2 |  | 95 | 100 | 43.5 | 2 1/2"
855577 | SS 2 | 0 | 0 | 100 | 3 | 3/4"
855615 | SS 2 |  | 0 | 100 | 3 | 3/4"
855625 | SS 2 | 0 | 0 | 100 | 3 | 3/4"
855802 | SS 2 |  | 49 | 100 | 29.1 | 2"
855804 | SS 2 | 0 | 0 | 100 | 3 | 3/4"
855856 | SS 2 |  | 0 | 100 | 3 | 3/4"
855912 | SS 2 | 0 | 0 | 100 | 3 | 3/4"
855962 | SS 2 |  | 0 | 100 | 3 | 3/4"
855964 | SS 2 | 0 | 0 | 100 | 3 | 3/4"
855999 | SS 2 |  | 3 | 100 | 8 | 1"
856035 | SS 2 | 0 | 3 | 100 | 8 | 1"
856089 | SS 2 |  | 3 | 100 | 8 | 1"
856099 | SS 2 |  | 3 | 100 | 8 | 1"
856113 | SS 2 |  | 3 | 100 | 8 | 1"
856125 | SS 2 | 0 | 6 | 100 | 11.8 | 1 1/4"
856129 | SS 2 | 0 | 9 | 100 | 14.6 | 1 1/4"
856133 | SS 2 | 0 | 12 | 100 | 16.5 | 1 1/2"
856201 | SS 2 | 0 | 0 | 50 | 3 | 3/4"
856243 | SS 2 |  | 0 | 100 | 3 | 3/4"
856261 | SS 2 |  | 0 | 100 | 3 | 3/4"
856271 | SS 2 |  | 3 | 50 | 8 | 1"
856283 | SS 2 |  | 3 | 50 | 8 | 1"
856332 | SS 2 | 0 | 3 | 100 | 8 | 1"
856342 | SS 2 | 0 | 6 | 100 | 11.8 | 1 1/4"
856392 | SS 2 | 0 | 6 | 100 | 11.8 | 1 1/4"
856610 | SS 2 |  | 0 | 50 | 3 | 3/4"
856620 | SS 2 | 0 | 0 | 50 | 3 | 3/4"
856648 | SS 2 |  | 4 | 50 | 9.4 | 1"
856698 | SS 2 |  | 4 | 50 | 9.4 | 1"
856710 | SS 2 |  | 4 | 50 | 9.4 | 1"
856822 | SS 2 | 100 | 16 | 50 | 18.4 | 1 1/2"
856891 | SS 2 |  | 4 | 50 | 9.4 | 1"
857153 | SS 2 | 0 | 12 | 50 | 16.5 | 1 1/2"
857170 | SS 2 | 0 | 8 | 50 | 13.7 | 1 1/4"
857187 | SS 2 | 0 | 4 | 50 | 9.4 | 1"
857431 | SS 2 | 0 | 0 | 50 | 3 | 3/4"
857461 | SS 2 |  | 0 | 50 | 3 | 3/4"
857500 | SS 2 | 0 | 6 | 100 | 11.8 | 1 1/4"
857510 | SS 2 | 0 | 16 | 50 | 18.4 | 1 1/2"
857538 | SS 2 | 0 | 22 | 100 | 21.5 | 2"
857638 | SS 2 |  | 0 | 50 | 3 | 3/4"
857812 | SS 2 |  | 3 | 80 | 8 | 1"
857867 | SS 2 | 0 | 3 | 80 | 8 | 1"
857879 | SS 2 |  | 6 | 80 | 11.8 | 1 1/4"
857916 | SS 2 |  | 3 | 80 | 8 | 1"
857991 | SS 2 |  | 3 | 80 | 8 | 1"
858031 | SS 2 | 0 | 3 | 80 | 8 | 1"
858043 | SS 2 |  | 6 | 80 | 11.8 | 1 1/4"
858079 | SS 2 |  | 3 | 80 | 8 | 1"
858239 | SS 2 | 0 | 0 | 100 | 3 | 3/4"
858241 | SS 2 |  | 0 | 100 | 3 | 3/4"
858245 | SS 2 | 0 | 0 | 100 | 3 | 3/4"
858251 | SS 2 | 0 | 0 | 100 | 3 | 3/4"
858253 | SS 2 |  | 0 | 100 | 3 | 3/4"
858255 | SS 2 | 0 | 0 | 100 | 3 | 3/4"
858263 | SS 2 |  | 0 | 100 | 3 | 3/4"
858266 | SS 2 | 0 | 0 | 100 | 3 | 3/4"
858269 | SS 2 |  | 4 | 100 | 9.4 | 1"
858271 | SS 2 |  | 0 | 100 | 3 | 3/4"
858273 | SS 2 |  | 0 | 100 | 3 | 3/4"
858276 | SS 2 | 0 | 4 | 100 | 9.4 | 1"
858280 | SS 2 | 0 | 4 | 100 | 9.4 | 1"
858284 | SS 2 | 0 | 4 | 100 | 9.4 | 1"
858287 | SS 2 | 0 | 3 | 50 | 8 | 1"
858289 | SS 2 |  | 3 | 100 | 8 | 1"
858291 | SS 2 |  | 4 | 100 | 9.4 | 1"
858293 | SS 2 |  | 4 | 50 | 9.4 | 1"
858295 | SS 2 |  | 4 | 50 | 9.4 | 1"
858298 | SS 2 | 0 | 4 | 100 | 9.4 | 1"
858304 | SS 2 | 0 | 8 | 100 | 13.7 | 1 1/4"
858310 | SS 2 | 0 | 15 | 100 | 18 | 1 1/2"
858315 | SS 2 |  | 0 | 50 | 3 | 3/4"
858319 | SS 2 | 0 | 0 | 50 | 3 | 3/4"
858323 | SS 2 |  | 3 | 50 | 8 | 1"
858325 | SS 2 |  | 3 | 50 | 8 | 1"
858327 | SS 2 |  | 3 | 50 | 8 | 1"
858329 | SS 2 | 100 | 15 | 50 | 18 | 1 1/2"
858331 | SS 2 |  | 3 | 50 | 8 | 1"
858336 | SS 2 | 0 | 12 | 50 | 16.5 | 1 1/2"
858340 | SS 2 | 0 | 9 | 50 | 14.6 | 1 1/4"
858344 | SS 2 | 0 | 6 | 50 | 11.8 | 1 1/4"
858349 | SS 2 | 0 | 3 | 50 | 8 | 1"
858352 | SS 2 |  | 3 | 50 | 8 | 1"
858355 | SS 2 | 0 | 18 | 100 | 19.2 | 1 1/2"
858357 | SS 2 | 0 | 15 | 50 | 18 | 1 1/2"
858362 | SS 2 | 0 | 33 | 100 | 24.9 | 2"
858367 | SS 2 |  | 3 | 50 | 8 | 1"
858371 | SS 2 |  | 3 | 80 | 8 | 1"
858375 | SS 2 | 0 | 3 | 80 | 8 | 1"
858377 | SS 2 |  | 6 | 80 | 11.8 | 1 1/4"
858381 | SS 2 |  | 3 | 80 | 8 | 1"
858383 | SS 2 |  | 3 | 80 | 8 | 1"
858387 | SS 2 | 0 | 3 | 80 | 8 | 1"
858389 | SS 2 |  | 6 | 80 | 11.8 | 1 1/4"
858393 | SS 2 |  | 3 | 80 | 8 | 1"
858812 | SS 2 | 1 | 6 | 80 | 11.8 | 1 1/4"
859029 | SS 2 | 0.98674 | 6 | 80 | 11.8 | 1 1/4"
859072 | SS 2 |  | 37 | 100 | 26.3 | 2"
859120 | SS 2 | 1 | 6 | 80 | 11.8 | 1 1/4"
859122 | SS 2 | 0.98976 | 6 | 80 | 11.8 | 1 1/4"
859130 | SS 2 |  | 43 | 100 | 27.2 | 2"
859186 | SS 2 |  | 0 | 100 | 3 | 3/4"
859268 | SS 2 | 1 | 6 | 80 | 11.8 | 1 1/4"
859270 | SS 2 | 0.98674 | 6 | 80 | 11.8 | 1 1/4"
859274 | SS 2 | 1 | 6 | 80 | 11.8 | 1 1/4"
859276 | SS 2 | 0.99633 | 6 | 80 | 11.8 | 1 1/4"
859312 | SS 2 |  | 83 | 100 | 41 | 2 1/2"
859339 | SS 2 |  | 89 | 100 | 41 | 2 1/2"
859456 | SS 2 | 1 | 95 | 100 | 43.5 | 2 1/2"
859621 | SS 2 | 0 | 0 | 100 | 3 | 3/4"
859658 | SS 2 |  | 3 | 50 | 8 | 1"
859741 | SS 2 | 0 | 6 | 100 | 11.8 | 1 1/4"
859795 | SS 2 | 0 | 0 | 50 | 3 | 3/4"
859910 | SS 2 | 0 | 3 | 50 | 8 | 1"
860040 | SS 2 | 0 | 14 | 50 | 17.5 | 1 1/2"
860066 | SS 2 |  | 3 | 50 | 8 | 1"
860112 | SS 2 |  | 4 | 50 | 9.4 | 1"
860345 | SS 2 |  | 4 | 50 | 9.4 | 1"
860367 | SS 2 |  | 3 | 50 | 8 | 1"
860393 | SS 2 | 0 | 7 | 50 | 12.8 | 1 1/4"
860397 | SS 2 | 0 | 11 | 50 | 16 | 1 1/2"
860449 | SS 2 | 0 | 0 | 50 | 3 | 3/4"
860465 | SS 2 |  | 0 | 50 | 3 | 3/4"
860475 | SS 2 | 0 | 0 | 50 | 3 | 3/4"
860618 | SS 2 | 0 | 4 | 50 | 9.4 | 1"
860620 | SS 2 | 0 | 16 | 50 | 18.4 | 1 1/2"
860622 | SS 2 |  | 4 | 50 | 9.4 | 1"
860626 | SS 2 |  | 4 | 50 | 9.4 | 1"
860629 | SS 2 |  | 4 | 50 | 9.4 | 1"
860631 | SS 2 |  | 4 | 50 | 9.4 | 1"
860634 | SS 2 | 0 | 8 | 50 | 13.7 | 1 1/4"
860638 | SS 2 | 0 | 12 | 50 | 16.5 | 1 1/2"
860643 | SS 2 | 0 | 0 | 50 | 3 | 3/4"
860645 | SS 2 |  | 0 | 50 | 3 | 3/4"
860649 | SS 2 | 0 | 0 | 50 | 3 | 3/4"
860706 | SS 2 |  | 3 | 80 | 8 | 1"
860820 | SS 2 | 0 | 3 | 80 | 8 | 1"
861077 | SS 2 | 1.0093 | 3 | 80 | 8 | 1"
861146 | SS 2 |  | 6 | 80 | 11.8 | 1 1/4"
861505 | SS 2 |  | 3 | 80 | 8 | 1"
861863 | SS 2 |  | 3 | 80 | 8 | 1"
862044 | SS 2 |  | 18 | 80 | 19.2 | 1 1/2"
862056 | SS 2 | 1 | 6 | 80 | 11.8 | 1 1/4"
862099 | SS 2 |  | 0 | 80 | 3 | 3/4"
862107 | SS 2 | 1 | 12 | 80 | 16.5 | 1 1/2"
862371 | SS 2 | 0 | 0 | 80 | 3 | 3/4"
862410 | SS 2 |  | 3 | 80 | 8 | 1"
862482 | SS 2 |  | 3 | 80 | 8 | 1"
862513 | SS 2 | 0 | 3 | 80 | 8 | 1"
862550 | SS 2 | 0 | 3 | 80 | 8 | 1"
862578 | SS 2 |  | 6 | 80 | 11.8 | 1 1/4"
862598 | SS 2 |  | 3 | 80 | 8 | 1"
862648 | SS 2 | 0 | 3 | 80 | 8 | 1"
862961 | SS 2 | 1 | 3 | 80 | 8 | 1"
862981 | SS 2 |  | 12 | 80 | 16.5 | 1 1/2"
863044 | SS 2 | 0 | 0 | 80 | 3 | 3/4"
863234 | SS 2 |  | 21 | 80 | 21.5 | 2"
863403 | SS 2 | 1 | 139 | 100 | 52.5 | 2 1/2"
863519 | SS 2 | 1.0028 | 21 | 80 | 21.5 | 2"
863645 | SS 2 | 1 | 118 | 100 | 48 | 2 1/2"
863814 | SS 1 | 0 | 4 | 50 | 9.4 | 1"
863837 | SS 1 |  | 4 | 50 | 9.4 | 1"
863959 | SS 1 |  | 4 | 100 | 9.4 | 1"
863988 | SS 1 | 0 | 8 | 100 | 13.7 | 1 1/4"
864036 | SS 1 |  | 0 | 100 | 3 | 3/4"
864044 | SS 1 | 0 | 0 | 100 | 3 | 3/4"
864064 | SS 1 | 0 | 4 | 100 | 9.4 | 1"
864226 | SS 1 | 0 | 4 | 50 | 9.4 | 1"
864417 | SS 1 |  | 4 | 50 | 9.4 | 1"
864500 | SS 1 | 0 | 4 | 50 | 9.4 | 1"
864688 | SS 1 |  | 3 | 50 | 8 | 1"
864964 | SS 1 | 0 | 3 | 50 | 8 | 1"
864992 | SS 1 |  | 3 | 50 | 8 | 1"
865028 | SS 1 |  | 0 | 50 | 3 | 3/4"
865177 | SS 1 | 1 | 11 | 100 | 16 | 1 1/2"
865345 | SS 1 |  | 11 | 100 | 16 | 1 1/2"
865846 | SS 1 | 0.71989 | 3 | 80 | 8 | 1"
865977 | SS 1 | 1.0002 | 3 | 80 | 8 | 1"
866065 | SS 1 |  | 0 | 50 | 3 | 3/4"
866096 | SS 1 | 2 | 0 | 50 | 3 | 3/4"
866111 | SS 1 |  | 0 | 50 | 3 | 3/4"
866352 | SS 1 | 0 | 7 | 100 | 12.8 | 1 1/4"
866385 | SS 1 | 0 | 7 | 100 | 12.8 | 1 1/4"
866396 | SS 1 |  | 14 | 100 | 17.5 | 1 1/2"
866561 | SS 1 |  | 0 | 100 | 3 | 3/4"
866576 | SS 1 | 0 | 0 | 100 | 3 | 3/4"
866680 | SS 1 |  | 0 | 100 | 3 | 3/4"
866682 | SS 1 | 0 | 0 | 100 | 3 | 3/4"
866773 | SS 1 | 0 | 7 | 50 | 12.8 | 1 1/4"
866824 | SS 1 | 0 | 4 | 50 | 9.4 | 1"
866980 | SS 1 |  | 7 | 100 | 12.8 | 1 1/4"
867232 | SS 1 |  | 4 | 50 | 9.4 | 1"
867305 | SS 1 |  | 3 | 50 | 8 | 1"
867331 | SS 1 | 0 | 7 | 50 | 12.8 | 1 1/4"
867367 | SS 1 | 0 | 0 | 50 | 3 | 3/4"
867381 | SS 1 |  | 0 | 50 | 3 | 3/4"
867393 | SS 1 | 0 | 0 | 50 | 3 | 3/4"
867528 | SS 1 | 0 | 7 | 50 | 12.8 | 1 1/4"
867731 | SS 1 | 0 | 7 | 50 | 12.8 | 1 1/4"
867763 | SS 1 | 0 | 4 | 50 | 9.4 | 1"
867765 | SS 1 |  | 4 | 50 | 9.4 | 1"
867767 | SS 1 |  | 3 | 50 | 8 | 1"
867770 | SS 1 | 0 | 7 | 50 | 12.8 | 1 1/4"
867775 | SS 1 | 0 | 0 | 50 | 3 | 3/4"
867777 | SS 1 |  | 0 | 50 | 3 | 3/4"
867781 | SS 1 | 0 | 0 | 50 | 3 | 3/4"
867787 | SS 1 | 0 | 7 | 50 | 12.8 | 1 1/4"
867801 | SS 1 |  | 7 | 50 | 12.8 | 1 1/4"
868016 | SS 1 |  | 0 | 100 | 3 | 3/4"
868028 | SS 1 | 0 | 7 | 100 | 12.8 | 1 1/4"
868048 | SS 1 |  | 0 | 100 | 3 | 3/4"
868058 | SS 1 | 0 | 7 | 100 | 12.8 | 1 1/4"
868437 | SS 1 |  | 2 | 50 | 6.5 | 1"
868618 | SS 1 | 0 | 2 | 50 | 6.5 | 1"
868672 | SS 1 |  | 5 | 50 | 10.7 | 1 1/4"
868809 | SS 1 |  | 3 | 50 | 8 | 1"
868880 | SS 1 |  | 2 | 50 | 6.5 | 1"
868974 | SS 1 | 0 | 2 | 50 | 6.5 | 1"
869021 | SS 1 |  | 5 | 50 | 10.7 | 1 1/4"
869182 | SS 1 |  | 3 | 50 | 8 | 1"
869264 | SS 1 |  | 3 | 80 | 8 | 1"
869434 | SS 1 | 0 | 3 | 80 | 8 | 1"
869448 | SS 1 | 67117.8971 | 7 | 80 | 12.8 | 1 1/4"
869484 | SS 1 |  | 4 | 80 | 9.4 | 1"
869575 | SS 1 |  | 3 | 80 | 8 | 1"
869579 | SS 1 | 0.97655 | 3 | 80 | 8 | 1"
869581 | SS 1 |  | 7 | 80 | 12.8 | 1 1/4"
869585 | SS 1 |  | 4 | 80 | 9.4 | 1"
869605 | SS 1 |  | 3 | 80 | 8 | 1"
869971 | SS 1 |  | 4 | 80 | 9.4 | 1"
870328 | SS 1 | 1.0088 | 7 | 80 | 12.8 | 1 1/4"
870441 | SS 1 |  | 7 | 80 | 12.8 | 1 1/4"
870492 | SS 1 | 0 | 12 | 100 | 16.5 | 1 1/2"
870550 | SS 1 |  | 3 | 50 | 8 | 1"
871180 | SS 1 | 0.99492 | 24 | 100 | 21.5 | 2"
871199 | SS 1 | 0 | 28 | 100 | 23.3 | 2"
871260 | SS 1 | 1 | 7 | 80 | 12.8 | 1 1/4"
871420 | SS 1 | 1.0058 | 7 | 80 | 12.8 | 1 1/4"
871455 | SS 1 |  | 7 | 80 | 12.8 | 1 1/4"
871481 | SS 1 | 1 | 0 | 80 | 3 | 3/4"
871595 | SS 1 | 1.0166 | 7 | 80 | 12.8 | 1 1/4"
871619 | SS 1 | 1 | 14 | 80 | 17.5 | 1 1/2"
871842 | SS 1 | 0 | 5 | 50 | 10.7 | 1 1/4"
871905 | SS 1 | 1 | 24 | 100 | 21.5 | 2"
871981 | SS 1 | 1 | 11 | 100 | 16 | 1 1/2"
872343 | SS 1 | 1 | 16 | 100 | 18.4 | 1 1/2"
872420 | SS 1 | 0.99458 | 5 | 50 | 10.7 | 1 1/4"
872519 | SS 1 | 1 | 19 | 100 | 19.6 | 1 1/2"
872553 | SS 1 | 0.99579 | 3 | 50 | 8 | 1"
872745 | SS 1 | 1 | 7 | 80 | 12.8 | 1 1/4"
872830 | SS 1 | 1.0007 | 7 | 80 | 12.8 | 1 1/4"
872846 | SS 1 |  | 7 | 80 | 12.8 | 1 1/4"
872849 | SS 1 | 0 | 3 | 100 | 8 | 1"
873038 | SS 1 | 1 | 14 | 100 | 17.5 | 1 1/2"
873086 | SS 1 |  | 21 | 100 | 21.5 | 2"
873177 | SS 1 | 1 | 4 | 80 | 9.4 | 1"
873323 | SS 1 | 102.0202 | 4 | 80 | 9.4 | 1"
873487 | SS 1 | 0.70827 | 4 | 80 | 9.4 | 1"
873529 | SS 1 | 1.0027 | 4 | 80 | 9.4 | 1"
873578 | SS 1 |  | 4 | 80 | 9.4 | 1"
873581 | SS 1 | 0 | 4 | 100 | 9.4 | 1"
873673 | SS 2 |  | 4 | 100 | 9.4 | 1"
873738 | SS 2 | 0 | 0 | 100 | 3 | 3/4"
873752 | SS 2 |  | 0 | 100 | 3 | 3/4"
873762 | SS 2 | 0 | 0 | 100 | 3 | 3/4"
874214 | SS 2 |  | 14 | 100 | 17.5 | 1 1/2"
874262 | SS 2 |  | 4 | 50 | 9.4 | 1"
874383 | SS 2 |  | 3 | 80 | 8 | 1"
874427 | SS 2 | 0 | 7 | 80 | 12.8 | 1 1/4"
874439 | SS 2 |  | 7 | 80 | 12.8 | 1 1/4"
874476 | SS 2 |  | 4 | 80 | 9.4 | 1"
874535 | SS 2 |  | 3 | 50 | 8 | 1"
875579 | SS 2 | 2 | 6 | 50 | 11.8 | 1 1/4"
875611 | SS 2 | 1.989 | 6 | 50 | 11.8 | 1 1/4"
875683 | SS 2 |  | 8 | 100 | 13.7 | 1 1/4"
875876 | SS 2 | 1 | 21 | 100 | 21.5 | 2"
875918 | SS 2 | 0.9366 | 0 | 100 | 3 | 3/4"
875937 | SS 2 |  | 0 | 100 | 3 | 3/4"
876004 | SS 2 |  | 8 | 50 | 13.7 | 1 1/4"
876055 | SS 2 | 100 | 8 | 50 | 13.7 | 1 1/4"
876071 | SS 2 |  | 8 | 50 | 13.7 | 1 1/4"
876955 | SS 2 | 1.0019 | 29 | 100 | 23.3 | 2"
877087 | SS 2 | 2 | 8 | 50 | 13.7 | 1 1/4"
877115 | SS 2 | 1.9995 | 8 | 50 | 13.7 | 1 1/4"
877352 | SS 2 | 1.0099 | 21 | 100 | 21.5 | 2"
880352 | SS 2 | 2 | 4 | 50 | 9.4 | 1"
880364 | SS 2 |  | 4 | 50 | 9.4 | 1"
880436 | SS 2 | 2 | 4 | 50 | 9.4 | 1"
880449 | SS 2 |  | 4 | 50 | 9.4 | 1"
881345 | SS 2 |  | 3 | 80 | 8 | 1"
881456 | SS 2 | 0 | 3 | 80 | 8 | 1"
881493 | SS 2 |  | 3 | 80 | 8 | 1"
881534 | SS 2 |  | 0 | 80 | 3 | 3/4"
881593 | SS 2 | 1 | 6 | 80 | 11.8 | 1 1/4"
881605 | SS 2 | 0 | 0 | 80 | 3 | 3/4"
881654 | SS 2 |  | 0 | 80 | 3 | 3/4"
881716 | SS 2 |  | 0 | 80 | 3 | 3/4"
881955 | SS 2 |  | 3 | 80 | 8 | 1"
882059 | SS 2 | 0 | 3 | 80 | 8 | 1"
882159 | SS 2 |  | 4 | 80 | 9.4 | 1"
882359 | SS 2 |  | 7 | 80 | 12.8 | 1 1/4"
882394 | SS 2 |  | 3 | 80 | 8 | 1"
882682 | SS 2 | 0 | 3 | 80 | 8 | 1"
882824 | SS 2 | 1.0012 | 3 | 80 | 8 | 1"
882959 | SS 2 |  | 4 | 80 | 9.4 | 1"
883046 | SS 2 | 0 | 0 | 80 | 3 | 3/4"
883102 | SS 2 |  | 4 | 80 | 9.4 | 1"
883435 | SS 2 |  | 7 | 80 | 12.8 | 1 1/4"
883510 | SS 2 | 0.22903 | 7 | 80 | 12.8 | 1 1/4"
883615 | SS 2 | 1 | 7 | 80 | 12.8 | 1 1/4"
883665 | SS 2 | 0.22903 | 14 | 80 | 17.5 | 1 1/2"
883717 | SS 2 | 1 | 7 | 80 | 12.8 | 1 1/4"
883794 | SS 2 |  | 14 | 80 | 17.5 | 1 1/2"
884027 | SS 2 | 0.97316 | 14 | 80 | 17.5 | 1 1/2"
884197 | SS 2 | 1.0099 | 14 | 80 | 17.5 | 1 1/2"
884356 | SS 2 | 1.0047 | 0 | 50 | 3 | 3/4"
885587 | SS 2 |  | 3 | 80 | 8 | 1"
885759 | SS 2 | 0 | 3 | 80 | 8 | 1"
885781 | SS 2 |  | 3 | 80 | 8 | 1"
885824 | SS 2 |  | 0 | 80 | 3 | 3/4"
886862 | SS 2 | 0 | 11 | 100 | 16 | 1 1/2"
937271 | SS 2 | 1 | 3 | 100 | 8 | 1"
937654 | SS 2 |  | 3 | 100 | 8 | 1"
937717 | SS 2 | 1 | 3 | 100 | 8 | 1"
937938 | SS 2 | 1.0008 | 3 | 100 | 8 | 1"
937996 | SS 2 |  | 3 | 100 | 8 | 1"
938011 | SS 2 | 1 | 3 | 100 | 8 | 1"
938021 | SS 2 |  | 3 | 100 | 8 | 1"
938074 | SS 2 | 0.98555 | 0 | 100 | 3 | 3/4"
938154 | SS 2 |  | 0 | 100 | 3 | 3/4"
938538 | SS 2 | 1 | 12 | 80 | 16.5 | 1 1/2"
938568 | SS 2 | 1.0014 | 3 | 100 | 8 | 1"
938796 | SS 2 | 1 | 12 | 100 | 16.5 | 1 1/2"
938812 | SS 2 |  | 0 | 100 | 3 | 3/4"
967845 | SS 2 |  | 3 | 50 | 8 | 1"
970936 | SS 1 |  | 4 | 50 | 9.4 | 1"
983836 | SS 2 |  | 3 | 80 | 8 | 1"
983977 | SS 2 | 0 | 3 | 80 | 8 | 1"
984080 | SS 2 |  | 3 | 80 | 8 | 1"
984118 | SS 2 |  | 0 | 80 | 3 | 3/4"
984186 | SS 2 | 1 | 3 | 80 | 8 | 1"
984219 | SS 2 | 0 | 0 | 80 | 3 | 3/4"
984341 | SS 2 |  | 0 | 80 | 3 | 3/4"
987838 | SS 2 | 0.99272 | 95 | 100 | 43.5 | 2 1/2"
987919 | SS 2 |  | 95 | 100 | 43.5 | 2 1/2"
989957 | SS 2 | 0 | 9 | 100 | 14.6 | 1 1/4"
990264 | SS 2 |  | 17 | 50 | 18.8 | 1 1/2"
990371 | SS 2 | 13857933.3596 | 33 | 50 | 24.9 | 2"
990925 | SS 2 | 1 | 9 | 80 | 14.6 | 1 1/4"
990938 | SS 2 | 1 | 112 | 100 | 48 | 2 1/2"
991041 | SS 2 | 1.0023 | 9 | 80 | 14.6 | 1 1/4"
991085 | SS 2 | 0.60554 | 9 | 80 | 14.6 | 1 1/4"
991958 | SS 2 | 1.0016 | 45 | 100 | 29.1 | 2"
991992 | SS 2 | 0.99786 | 3 | 80 | 8 | 1"
992146 | SS 2 | 1 | 3 | 80 | 8 | 1"
992246 | SS 2 | 1.013 | 3 | 80 | 8 | 1"
992572 | SS 2 | 1.0016 | 42 | 100 | 27.2 | 2"
998329 | SS 1 | 1 | 6 | 80 | 11.8 | 1 1/4"
998353 | SS 1 | 1 | 6 | 80 | 11.8 | 1 1/4"
998699 | SS 1 | 1.0093 | 6 | 80 | 11.8 | 1 1/4"
999015 | SS 1 | 1 | 68 | 100 | 35 | 2"
1004135 | SS 2 |  | 3 | 50 | 8 | 1"
1006479 | SS 2 |  | 3 | 80 | 8 | 1"
1006532 | SS 2 | 100 | 3 | 80 | 8 | 1"
1006553 | SS 2 |  | 3 | 80 | 8 | 1"
1006561 | SS 2 | 100 | 3 | 80 | 8 | 1"
1009513 | SS 2 | 1.0002 | 21 | 80 | 21.5 | 2"
1015508 | SS 1 |  | 0 | 50 | 3 | 3/4"
1015554 | SS 1 | 100 | 0 | 50 | 3 | 3/4"
1015568 | SS 1 |  | 0 | 50 | 3 | 3/4"
1015576 | SS 1 | 100 | 0 | 50 | 3 | 3/4"
1020209 | SS 2 | 0 | 0 | 50 | 3 | 3/4"
1020249 | SS 2 |  | 4 | 50 | 9.4 | 1"
1020980 | SS 2 |  | 4 | 50 | 9.4 | 1"
1032506 | SS 2 | 1.0009 | 3 | 100 | 8 | 1"
1032571 | SS 1 | 1.0023 | 4 | 80 | 9.4 | 1"
1032585 | SS 1 | 0.99345 | 24 | 100 | 21.5 | 2"
1032589 | SS 1 | 1.0007 | 7 | 80 | 12.8 | 1 1/4"
1043750 | SS 1 | 0 | 3 | 80 | 8 | 1"
1075791 | SS 1 | 3.8145 | 8 | 100 | 13.7 | 1 1/4"
1089166 | SS 2 | 1.0014 | 3 | 100 | 8 | 1"
1089189 | SS 2 | 102.0232 | 3 | 100 | 8 | 1"
1111314 | SS 2 | 0 | 4 | 80 | 9.4 | 1"
1111330 | SS 2 |  | 4 | 80 | 9.4 | 1"
1111356 | SS 2 | 0 | 3 | 80 | 8 | 1"
1111595 | SS 2 | 0 | 4 | 50 | 9.4 | 1"
1111633 | SS 2 |  | 8 | 100 | 13.7 | 1 1/4"
1111647 | SS 2 |  | 4 | 50 | 9.4 | 1"
1112199 | SS 2 | 0 | 8 | 100 | 13.7 | 1 1/4"
1113665 | SS 2 | 0 | 3 | 50 | 8 | 1"
1114352 | SS 1 | 1.4213 | 4 | 80 | 9.4 | 1"
1114393 | SS 1 | 43.0964 | 4 | 80 | 9.4 | 1"
1362649 | SS 2 | 0.99939 | 252 | 100 | 80 | 3"
1362694 | SS 2 | 20.9322 | 252 | 100 | 80 | 3"
1407424 | SS 2 | 0 | 4 | 100 | 9.4 | 1"
1407436 | SS 2 | 0 | 8 | 100 | 13.7 | 1 1/4"
1409092 | SS 2 | 100 | 7 | 80 | 12.8 | 1 1/4"
1409105 | SS 2 | 0 | 7 | 80 | 12.8 | 1 1/4"
1409499 | SS 2 | 241.4214 | 7 | 80 | 12.8 | 1 1/4"
1419098 | SS 1 |  | 4 | 80 | 9.4 | 1"
1419425 | SS 1 | 0 | 4 | 80 | 9.4 | 1"
1419770 | SS 1 |  | 3 | 50 | 8 | 1"
1419796 | SS 1 |  | 3 | 50 | 8 | 1"
1419851 | SS 1 |  | 3 | 50 | 8 | 1"
1419893 | SS 1 |  | 11 | 100 | 16 | 1 1/2"
1420697 | SS 1 | 0 | 3 | 50 | 8 | 1"
1421046 | SS 1 | 0 | 3 | 50 | 8 | 1"
1421402 | SS 1 | 0 | 3 | 50 | 8 | 1"
1421806 | SS 1 | 0 | 11 | 100 | 16 | 1 1/2"
1422272 | SS 1 | 1.0033 | 11 | 100 | 16 | 1 1/2"
1423771 | SS 1 |  | 4 | 80 | 9.4 | 1"
1423774 | SS 1 | 0 | 4 | 80 | 9.4 | 1"
1424098 | SS 1 |  | 3 | 80 | 8 | 1"
1424184 | SS 1 | 0 | 3 | 80 | 8 | 1"
1424192 | SS 1 |  | 9 | 80 | 14.6 | 1 1/4"
1424232 | SS 1 |  | 3 | 80 | 8 | 1"
1424331 | SS 1 |  | 3 | 80 | 8 | 1"
1424409 | SS 1 | 0 | 3 | 80 | 8 | 1"
1424482 | SS 1 |  | 3 | 80 | 8 | 1"
1424763 | SS 1 | 0 | 3 | 80 | 8 | 1"
1425122 | SS 1 | 0 | 9 | 80 | 14.6 | 1 1/4"
1425198 | SS 1 |  | 9 | 80 | 14.6 | 1 1/4"
1425251 | SS 1 |  | 24 | 100 | 21.5 | 2"
1425375 | SS 1 |  | 2 | 50 | 6.5 | 1"
1425407 | SS 1 |  | 2 | 50 | 6.5 | 1"
1425655 | SS 1 | 0 | 2 | 50 | 6.5 | 1"
1425789 | SS 1 |  | 4 | 50 | 9.4 | 1"
1425822 | SS 1 | 0 | 2 | 50 | 6.5 | 1"
1425851 | SS 1 |  | 0 | 50 | 3 | 3/4"
1425917 | SS 1 |  | 0 | 50 | 3 | 3/4"
1426270 | SS 1 | 0 | 0 | 50 | 3 | 3/4"
1426705 | SS 1 | 0 | 4 | 50 | 9.4 | 1"
1426817 | SS 1 | 100 | 4 | 50 | 9.4 | 1"
1426876 | SS 1 | 100 | 9 | 80 | 14.6 | 1 1/4"
1426889 | SS 1 |  | 37 | 100 | 26.3 | 2"
1426907 | SS 1 |  | 28 | 100 | 23.3 | 2"
1441406 | SS 2 |  | 3 | 50 | 8 | 1"
1441524 | SS 2 | 2 | 3 | 50 | 8 | 1"
1441710 | SS 2 | 1.0004 | 3 | 50 | 8 | 1"
1443644 | SS 2 | 0 | 3 | 50 | 8 | 1"
1443674 | SS 2 | 102.0202 | 3 | 50 | 8 | 1"
1511788 | SS 1 | 1.0007 | 8 | 100 | 13.7 | 1 1/4"
1511796 | SS 1 | 102.0202 | 8 | 100 | 13.7 | 1 1/4"
1511806 | SS 1 |  | 8 | 100 | 13.7 | 1 1/4"
1526966 | SS 1 | 1.0016 | 4 | 80 | 9.4 | 1"
1527379 | SS 1 | 0 | 3 | 80 | 8 | 1"
1527445 | SS 1 |  | 7 | 80 | 12.8 | 1 1/4"
1527549 | SS 1 | 0 | 4 | 80 | 9.4 | 1"
1527557 | SS 1 | 1 | 4 | 80 | 9.4 | 1"
1527994 | SS 1 | 54022.3686 | 4 | 80 | 9.4 | 1"
1533151 | SS 1 | 0 | 7 | 100 | 12.8 | 1 1/4"
1533352 | SS 1 |  | 14 | 100 | 17.5 | 1 1/2"
1533798 | SS 1 | 0 | 14 | 100 | 17.5 | 1 1/2"
1556096 | SS 1 | 59.0712 | 21 | 100 | 21.5 | 2"
1565399 | SS 2 |  | 3 | 80 | 8 | 1"
1583423 | SS 2 |  | 17 | 50 | 18.8 | 1 1/2"
1583770 | SS 2 | 0 | 17 | 50 | 18.8 | 1 1/2"
1583784 | SS 2 |  | 17 | 50 | 18.8 | 1 1/2"
1583794 | SS 2 | 100 | 17 | 50 | 18.8 | 1 1/2"
1583838 | SS 2 | 100 | 17 | 50 | 18.8 | 1 1/2"
1588055 | SS 2 |  | 37 | 100 | 26.3 | 2"
1589044 | SS 2 | 0 | 37 | 100 | 26.3 | 2"
1591398 | SS 2 |  | 3 | 80 | 8 | 1"
1592329 | SS 2 | 0 | 3 | 80 | 8 | 1"
1592474 | SS 2 |  | 3 | 80 | 8 | 1"
1593186 | SS 2 | 0 | 3 | 80 | 8 | 1"
1601790 | SS 1 |  | 0 | 100 | 3 | 3/4"
1601805 | SS 1 | 0 | 0 | 100 | 3 | 3/4"
1657314 | SS 1 | 58.698 | 3 | 80 | 8 | 1"
1657626 | SS 1 | 0.99815 | 3 | 80 | 8 | 1"
1657694 | SS 1 | 1.0007 | 11 | 100 | 16 | 1 1/2"
1670729 | SS 2 | 0.99828 | 3 | 100 | 8 | 1"
1670752 | SS 2 | 1 | 3 | 100 | 8 | 1"
1694495 | SS 2 |  | 21 | 100 | 21.5 | 2"
1694526 | SS 2 | 57.735 | 21 | 100 | 21.5 | 2"
1694542 | SS 2 |  | 21 | 100 | 21.5 | 2"
1725276 | SS 2 | 0.99836 | 103 | 100 | 48 | 2 1/2"
1725366 | SS 2 |  | 4 | 100 | 9.4 | 1"
1727171 | SS 1 | 1 | 68 | 100 | 35 | 2"
1727331 | SS 1 |  | 0 | 100 | 3 | 3/4"
797019 | SS 2 |  | 66 | 100 | 35 | 2"
797338 | SS 2 |  | 3 | 80 | 8 | 1"
797545 | SS 2 |  | 6 | 80 | 11.8 | 1 1/4"
798023 | SS 2 |  | 21 | 100 | 21.5 | 2"
798063 | SS 2 |  | 252 | 100 | 80 | 3"
798082 | SS 2 |  | 252 | 100 | 80 | 3"
798813 | SS 2 |  | 99 | 100 | 43.5 | 2 1/2"
799057 | SS 2 |  | 4 | 100 | 9.4 | 1"
799130 | SS 2 |  | 0 | 100 | 3 | 3/4"
799161 | SS 2 |  | 0 | 100 | 3 | 3/4"
799240 | SS 2 |  | 0 | 100 | 3 | 3/4"
799244 | SS 2 |  | 252 | 100 | 80 | 3"
799634 | SS 2 |  | 219 | 100 | 70 | 3"
799667 | SS 2 |  | 14 | 100 | 17.5 | 1 1/2"
799676 | SS 2 |  | 252 | 100 | 80 | 3"
800101 | SS 2 |  | 6 | 50 | 11.8 | 1 1/4"
800115 | SS 2 |  | 3 | 50 | 8 | 1"
800150 | SS 2 |  | 0 | 50 | 3 | 3/4"
800208 | SS 2 |  | 0 | 50 | 3 | 3/4"
800212 | SS 2 |  | 252 | 50 | 80 | 3"
800780 | SS 2 |  | 6 | 50 | 11.8 | 1 1/4"
800784 | SS 2 |  | 118 | 100 | 48 | 2 1/2"
800841 | SS 2 |  | 6 | 100 | 11.8 | 1 1/4"
801352 | SS 2 |  | 0 | 100 | 3 | 3/4"
801388 | SS 2 |  | 0 | 100 | 3 | 3/4"
801422 | SS 2 |  | 0 | 100 | 3 | 3/4"
801426 | SS 2 |  | 252 | 100 | 80 | 3"
801773 | SS 2 |  | 66 | 100 | 35 | 2"
801963 | SS 2 |  | 3 | 100 | 8 | 1"
802763 | SS 2 |  | 3 | 80 | 8 | 1"
802845 | SS 2 |  | 6 | 80 | 11.8 | 1 1/4"
803554 | SS 2 |  | 3 | 80 | 8 | 1"
803691 | SS 2 |  | 6 | 80 | 11.8 | 1 1/4"
804006 | SS 2 |  | 6 | 80 | 11.8 | 1 1/4"
804046 | SS 2 |  | 6 | 80 | 11.8 | 1 1/4"
804050 | SS 2 |  | 12 | 80 | 16.5 | 1 1/2"
804134 | SS 2 |  | 3 | 80 | 8 | 1"
804181 | SS 2 |  | 252 | 80 | 80 | 3"
804267 | SS 2 |  | 3 | 80 | 8 | 1"
804349 | SS 2 |  | 6 | 80 | 11.8 | 1 1/4"
804630 | SS 2 |  | 139 | 100 | 52.5 | 2 1/2"
804666 | SS 2 |  | 205 | 100 | 70 | 3"
804673 | SS 2 |  | 139 | 100 | 52.5 | 2 1/2"
805108 | SS 2 |  | 9 | 80 | 14.6 | 1 1/4"
805217 | SS 2 |  | 6 | 80 | 11.8 | 1 1/4"
805302 | SS 2 |  | 3 | 80 | 8 | 1"
805472 | SS 2 |  | 3 | 80 | 8 | 1"
806191 | SS 2 |  | 4 | 100 | 9.4 | 1"
806262 | SS 2 |  | 4 | 100 | 9.4 | 1"
806675 | SS 2 |  | 252 | 100 | 80 | 3"
807065 | SS 1 |  | 3 | 80 | 8 | 1"
807143 | SS 1 |  | 6 | 80 | 11.8 | 1 1/4"
807478 | SS 1 |  | 3 | 100 | 8 | 1"
807510 | SS 1 |  | 0 | 100 | 3 | 3/4"
807586 | SS 1 |  | 0 | 100 | 3 | 3/4"
807590 | SS 1 |  | 167 | 100 | 61 | 3"
808152 | SS 1 |  | 128 | 100 | 52.5 | 2 1/2"
808586 | SS 1 |  | 3 | 80 | 8 | 1"
809103 | SS 1 |  | 7 | 80 | 12.8 | 1 1/4"
809362 | SS 1 |  | 94 | 100 | 43.5 | 2 1/2"
809591 | SS 1 |  | 28 | 100 | 23.3 | 2"
809662 | SS 1 |  | 68 | 100 | 35 | 2"
809723 | SS 1 |  | 3 | 80 | 8 | 1"
809831 | SS 1 |  | 20 | 80 | 21.5 | 2"
809842 | SS 1 |  | 3 | 80 | 8 | 1"
809852 | SS 1 |  | 6 | 80 | 11.8 | 1 1/4"
810030 | SS 1 |  | 4 | 80 | 9.4 | 1"
810094 | SS 1 |  | 167 | 80 | 61 | 3"
810239 | SS 1 |  | 3 | 80 | 8 | 1"
810316 | SS 1 |  | 7 | 80 | 12.8 | 1 1/4"
810638 | SS 1 |  | 7 | 80 | 12.8 | 1 1/4"
810644 | SS 1 |  | 128 | 100 | 52.5 | 2 1/2"
810822 | SS 1 |  | 128 | 100 | 52.5 | 2 1/2"
810853 | SS 1 |  | 0 | 100 | 3 | 3/4"
810862 | SS 1 |  | 167 | 100 | 61 | 3"
810885 | SS 1 |  | 167 | 100 | 61 | 3"
810889 | SS 1 |  | 167 | 100 | 61 | 3"
810909 | SS 1 |  | 167 | 100 | 61 | 3"
810913 | SS 1 |  | 167 | 100 | 61 | 3"
811096 | SS 1 |  | 12 | 100 | 16.5 | 1 1/2"
811218 | SS 1 |  | 0 | 100 | 3 | 3/4"
811257 | SS 1 |  | 4 | 100 | 9.4 | 1"
811293 | SS 1 |  | 0 | 100 | 3 | 3/4"
811297 | SS 1 |  | 167 | 100 | 61 | 3"
811429 | SS 1 |  | 27 | 100 | 23.3 | 2"
811826 | SS 1 |  | 121 | 100 | 52.5 | 2 1/2"
811920 | SS 1 |  | 27 | 100 | 23.3 | 2"
812058 | SS 1 |  | 167 | 50 | 61 | 3"
812075 | SS 1 |  | 8 | 50 | 13.7 | 1 1/4"
812110 | SS 1 |  | 4 | 50 | 9.4 | 1"
812238 | SS 1 |  | 8 | 50 | 13.7 | 1 1/4"
812268 | SS 1 |  | 4 | 50 | 9.4 | 1"
812272 | SS 1 |  | 0 | 50 | 3 | 3/4"
814118 | SS 1 |  | 0 | 50 | 3 | 3/4"
814123 | SS 1 |  | 128 | 100 | 52.5 | 2 1/2"
814352 | SS 2 |  | 14 | 100 | 17.5 | 1 1/2"
831609 | SS 1 |  | 0 | 100 | 3 | 3/4"
831673 | SS 1 |  | 8 | 100 | 13.7 | 1 1/4"
831752 | SS 1 |  | 0 | 100 | 3 | 3/4"
831756 | SS 1 |  | 167 | 100 | 61 | 3"
831784 | SS 1 |  | 0 | 100 | 3 | 3/4"
831788 | SS 1 |  | 167 | 100 | 61 | 3"
831845 | SS 1 |  | 4 | 100 | 9.4 | 1"
831889 | SS 1 |  | 8 | 100 | 13.7 | 1 1/4"
832062 | SS 1 |  | 3 | 80 | 8 | 1"
832245 | SS 1 |  | 7 | 80 | 12.8 | 1 1/4"
832608 | SS 1 |  | 7 | 80 | 12.8 | 1 1/4"
832613 | SS 1 |  | 135 | 100 | 52.5 | 2 1/2"
833283 | SS 1 |  | 143 | 100 | 57 | 2 1/2"
833897 | SS 1 |  | 3 | 80 | 8 | 1"
833976 | SS 1 |  | 6 | 80 | 11.8 | 1 1/4"
834345 | SS 1 |  | 3 | 80 | 8 | 1"
834351 | SS 1 |  | 6 | 80 | 11.8 | 1 1/4"
834775 | SS 1 |  | 3 | 80 | 8 | 1"
834781 | SS 1 |  | 167 | 80 | 61 | 3"
834918 | SS 1 |  | 164 | 100 | 61 | 3"
835303 | SS 1 |  | 21 | 100 | 21.5 | 2"
835375 | SS 1 |  | 6 | 80 | 11.8 | 1 1/4"
835383 | SS 1 |  | 12 | 80 | 16.5 | 1 1/2"
835551 | SS 1 |  | 167 | 100 | 61 | 3"
835885 | SS 1 |  | 3 | 50 | 8 | 1"
836105 | SS 1 |  | 9 | 100 | 14.6 | 1 1/4"
836249 | SS 1 |  | 3 | 50 | 8 | 1"
836451 | SS 1 |  | 0 | 100 | 3 | 3/4"
836468 | SS 1 |  | 167 | 100 | 61 | 3"
836493 | SS 1 |  | 167 | 100 | 61 | 3"
836508 | SS 1 |  | 0 | 100 | 3 | 3/4"
836510 | SS 1 |  | 0 | 100 | 3 | 3/4"
836613 | SS 1 |  | 0 | 100 | 3 | 3/4"
836765 | SS 1 |  | 0 | 100 | 3 | 3/4"
836795 | SS 1 |  | 0 | 100 | 3 | 3/4"
836843 | SS 1 |  | 0 | 50 | 3 | 3/4"
836916 | SS 1 |  | 3 | 80 | 8 | 1"
837065 | SS 1 |  | 6 | 80 | 11.8 | 1 1/4"
837470 | SS 1 |  | 6 | 80 | 11.8 | 1 1/4"
837508 | SS 1 |  | 6 | 100 | 11.8 | 1 1/4"
837541 | SS 1 |  | 0 | 100 | 3 | 3/4"
837632 | SS 1 |  | 6 | 80 | 11.8 | 1 1/4"
840051 | SS 2 |  | 6 | 100 | 11.8 | 1 1/4"
840213 | SS 2 |  | 6 | 80 | 11.8 | 1 1/4"
840285 | SS 2 |  | 0 | 80 | 3 | 3/4"
840291 | SS 2 |  | 252 | 80 | 80 | 3"
840469 | SS 2 |  | 6 | 80 | 11.8 | 1 1/4"
855623 | SS 2 |  | 0 | 100 | 3 | 3/4"
855734 | SS 2 |  | 0 | 100 | 3 | 3/4"
855738 | SS 2 |  | 252 | 100 | 80 | 3"
855808 | SS 2 |  | 252 | 100 | 80 | 3"
855845 | SS 2 |  | 0 | 100 | 3 | 3/4"
855897 | SS 2 |  | 83 | 100 | 41 | 2 1/2"
855968 | SS 2 |  | 252 | 100 | 80 | 3"
855980 | SS 2 |  | 0 | 100 | 3 | 3/4"
855982 | SS 2 |  | 0 | 100 | 3 | 3/4"
856034 | SS 2 |  | 3 | 100 | 8 | 1"
856124 | SS 2 |  | 6 | 100 | 11.8 | 1 1/4"
856128 | SS 2 |  | 9 | 100 | 14.6 | 1 1/4"
856132 | SS 2 |  | 12 | 100 | 16.5 | 1 1/2"
856331 | SS 2 |  | 3 | 100 | 8 | 1"
856341 | SS 2 |  | 6 | 100 | 11.8 | 1 1/4"
856391 | SS 2 |  | 6 | 100 | 11.8 | 1 1/4"
856395 | SS 2 |  | 6 | 100 | 11.8 | 1 1/4"
856618 | SS 2 |  | 0 | 50 | 3 | 3/4"
856626 | SS 2 |  | 0 | 50 | 3 | 3/4"
857131 | SS 2 |  | 16 | 50 | 18.4 | 1 1/2"
857152 | SS 2 |  | 12 | 50 | 16.5 | 1 1/2"
857169 | SS 2 |  | 8 | 50 | 13.7 | 1 1/4"
857186 | SS 2 |  | 4 | 50 | 9.4 | 1"
857341 | SS 2 |  | 252 | 50 | 80 | 3"
857460 | SS 2 |  | 0 | 50 | 3 | 3/4"
857532 | SS 2 |  | 16 | 50 | 18.4 | 1 1/2"
857537 | SS 2 |  | 22 | 100 | 21.5 | 2"
857661 | SS 2 |  | 0 | 50 | 3 | 3/4"
857844 | SS 2 |  | 3 | 80 | 8 | 1"
857905 | SS 2 |  | 6 | 80 | 11.8 | 1 1/4"
858014 | SS 2 |  | 3 | 80 | 8 | 1"
858068 | SS 2 |  | 6 | 80 | 11.8 | 1 1/4"
858243 | SS 2 |  | 0 | 100 | 3 | 3/4"
858247 | SS 2 |  | 0 | 100 | 3 | 3/4"
858249 | SS 2 |  | 252 | 100 | 80 | 3"
858257 | SS 2 |  | 252 | 100 | 80 | 3"
858259 | SS 2 |  | 0 | 100 | 3 | 3/4"
858261 | SS 2 |  | 0 | 100 | 3 | 3/4"
858265 | SS 2 |  | 0 | 100 | 3 | 3/4"
858275 | SS 2 |  | 4 | 100 | 9.4 | 1"
858279 | SS 2 |  | 4 | 100 | 9.4 | 1"
858283 | SS 2 |  | 4 | 100 | 9.4 | 1"
858297 | SS 2 |  | 4 | 100 | 9.4 | 1"
858303 | SS 2 |  | 8 | 100 | 13.7 | 1 1/4"
858309 | SS 2 |  | 15 | 100 | 18 | 1 1/2"
858313 | SS 2 |  | 18 | 100 | 19.2 | 1 1/2"
858317 | SS 2 |  | 3 | 50 | 8 | 1"
858321 | SS 2 |  | 0 | 50 | 3 | 3/4"
858333 | SS 2 |  | 15 | 50 | 18 | 1 1/2"
858335 | SS 2 |  | 12 | 50 | 16.5 | 1 1/2"
858339 | SS 2 |  | 9 | 50 | 14.6 | 1 1/4"
858343 | SS 2 |  | 6 | 50 | 11.8 | 1 1/4"
858347 | SS 2 |  | 252 | 50 | 80 | 3"
858351 | SS 2 |  | 3 | 50 | 8 | 1"
858359 | SS 2 |  | 15 | 50 | 18 | 1 1/2"
858361 | SS 2 |  | 33 | 100 | 24.9 | 2"
858369 | SS 2 |  | 3 | 50 | 8 | 1"
858373 | SS 2 |  | 3 | 80 | 8 | 1"
858379 | SS 2 |  | 6 | 80 | 11.8 | 1 1/4"
858385 | SS 2 |  | 3 | 80 | 8 | 1"
858391 | SS 2 |  | 6 | 80 | 11.8 | 1 1/4"
858820 | SS 2 |  | 6 | 80 | 11.8 | 1 1/4"
859071 | SS 2 |  | 43 | 100 | 27.2 | 2"
859083 | SS 2 |  | 6 | 80 | 11.8 | 1 1/4"
859129 | SS 2 |  | 49 | 100 | 29.1 | 2"
859176 | SS 2 |  | 6 | 80 | 11.8 | 1 1/4"
859180 | SS 2 |  | 6 | 80 | 11.8 | 1 1/4"
859197 | SS 2 |  | 37 | 100 | 26.3 | 2"
859284 | SS 2 |  | 6 | 80 | 11.8 | 1 1/4"
859295 | SS 2 |  | 6 | 80 | 11.8 | 1 1/4"
859311 | SS 2 |  | 89 | 100 | 41 | 2 1/2"
859322 | SS 2 |  | 6 | 80 | 11.8 | 1 1/4"
859338 | SS 2 |  | 95 | 100 | 43.5 | 2 1/2"
859349 | SS 2 |  | 6 | 80 | 11.8 | 1 1/4"
859466 | SS 2 |  | 95 | 100 | 43.5 | 2 1/2"
859848 | SS 2 |  | 252 | 50 | 80 | 3"
860392 | SS 2 |  | 7 | 50 | 12.8 | 1 1/4"
860396 | SS 2 |  | 11 | 50 | 16 | 1 1/2"
860438 | SS 2 |  | 3 | 50 | 8 | 1"
860473 | SS 2 |  | 0 | 50 | 3 | 3/4"
860569 | SS 2 |  | 0 | 50 | 3 | 3/4"
860573 | SS 2 |  | 252 | 50 | 80 | 3"
860633 | SS 2 |  | 8 | 50 | 13.7 | 1 1/4"
860637 | SS 2 |  | 12 | 50 | 16.5 | 1 1/2"
860641 | SS 2 |  | 4 | 50 | 9.4 | 1"
860647 | SS 2 |  | 0 | 50 | 3 | 3/4"
860651 | SS 2 |  | 0 | 50 | 3 | 3/4"
860653 | SS 2 |  | 252 | 50 | 80 | 3"
860761 | SS 2 |  | 3 | 80 | 8 | 1"
861085 | SS 2 |  | 3 | 80 | 8 | 1"
861424 | SS 2 |  | 6 | 80 | 11.8 | 1 1/4"
861528 | SS 2 |  | 3 | 80 | 8 | 1"
862098 | SS 2 |  | 12 | 80 | 16.5 | 1 1/2"
862102 | SS 2 |  | 6 | 80 | 11.8 | 1 1/4"
862106 | SS 2 |  | 12 | 80 | 16.5 | 1 1/2"
862481 | SS 2 |  | 3 | 80 | 8 | 1"
862487 | SS 2 |  | 252 | 80 | 80 | 3"
862577 | SS 2 |  | 6 | 80 | 11.8 | 1 1/4"
862583 | SS 2 |  | 3 | 80 | 8 | 1"
862625 | SS 2 |  | 3 | 80 | 8 | 1"
862980 | SS 2 |  | 18 | 80 | 19.2 | 1 1/2"
862984 | SS 2 |  | 3 | 80 | 8 | 1"
863050 | SS 2 |  | 252 | 80 | 80 | 3"
863240 | SS 2 |  | 21 | 80 | 21.5 | 2"
863639 | SS 2 |  | 21 | 80 | 21.5 | 2"
863644 | SS 2 |  | 139 | 100 | 52.5 | 2 1/2"
863870 | SS 1 |  | 4 | 50 | 9.4 | 1"
863987 | SS 1 |  | 8 | 100 | 13.7 | 1 1/4"
864063 | SS 1 |  | 4 | 100 | 9.4 | 1"
864115 | SS 1 |  | 0 | 100 | 3 | 3/4"
864201 | SS 1 |  | 167 | 100 | 61 | 3"
864427 | SS 1 |  | 4 | 50 | 9.4 | 1"
864508 | SS 1 |  | 4 | 50 | 9.4 | 1"
864578 | SS 1 |  | 4 | 50 | 9.4 | 1"
864920 | SS 1 |  | 3 | 50 | 8 | 1"
865017 | SS 1 |  | 3 | 50 | 8 | 1"
865353 | SS 1 |  | 11 | 100 | 16 | 1 1/2"
866035 | SS 1 |  | 3 | 80 | 8 | 1"
866323 | SS 1 |  | 8 | 100 | 13.7 | 1 1/4"
866384 | SS 1 |  | 7 | 100 | 12.8 | 1 1/4"
866388 | SS 1 |  | 0 | 50 | 3 | 3/4"
866639 | SS 1 |  | 0 | 100 | 3 | 3/4"
866643 | SS 1 |  | 167 | 100 | 61 | 3"
866684 | SS 1 |  | 0 | 100 | 3 | 3/4"
866686 | SS 1 |  | 167 | 100 | 61 | 3"
866702 | SS 1 |  | 7 | 100 | 12.8 | 1 1/4"
866979 | SS 1 |  | 7 | 100 | 12.8 | 1 1/4"
867330 | SS 1 |  | 7 | 50 | 12.8 | 1 1/4"
867356 | SS 1 |  | 4 | 50 | 9.4 | 1"
867391 | SS 1 |  | 0 | 50 | 3 | 3/4"
867442 | SS 1 |  | 0 | 50 | 3 | 3/4"
867446 | SS 1 |  | 167 | 50 | 61 | 3"
867750 | SS 1 |  | 7 | 50 | 12.8 | 1 1/4"
867752 | SS 1 |  | 7 | 50 | 12.8 | 1 1/4"
867769 | SS 1 |  | 7 | 50 | 12.8 | 1 1/4"
867773 | SS 1 |  | 4 | 50 | 9.4 | 1"
867779 | SS 1 |  | 0 | 50 | 3 | 3/4"
867783 | SS 1 |  | 0 | 50 | 3 | 3/4"
867785 | SS 1 |  | 167 | 50 | 61 | 3"
867803 | SS 1 |  | 7 | 50 | 12.8 | 1 1/4"
867805 | SS 1 |  | 7 | 50 | 12.8 | 1 1/4"
867809 | SS 1 |  | 7 | 50 | 12.8 | 1 1/4"
868027 | SS 1 |  | 7 | 100 | 12.8 | 1 1/4"
868057 | SS 1 |  | 7 | 100 | 12.8 | 1 1/4"
868577 | SS 1 |  | 2 | 50 | 6.5 | 1"
868797 | SS 1 |  | 5 | 50 | 10.7 | 1 1/4"
868939 | SS 1 |  | 2 | 50 | 6.5 | 1"
869171 | SS 1 |  | 5 | 50 | 10.7 | 1 1/4"
869399 | SS 1 |  | 3 | 80 | 8 | 1"
869473 | SS 1 |  | 7 | 80 | 12.8 | 1 1/4"
869577 | SS 1 |  | 3 | 80 | 8 | 1"
869583 | SS 1 |  | 7 | 80 | 12.8 | 1 1/4"
869648 | SS 1 |  | 3 | 80 | 8 | 1"
870491 | SS 1 |  | 19 | 100 | 19.6 | 1 1/2"
870501 | SS 1 |  | 7 | 80 | 12.8 | 1 1/4"
871198 | SS 1 |  | 65 | 100 | 35 | 2"
871202 | SS 1 |  | 24 | 100 | 21.5 | 2"
871207 | SS 1 |  | 24 | 100 | 21.5 | 2"
871268 | SS 1 |  | 7 | 80 | 12.8 | 1 1/4"
871458 | SS 1 |  | 7 | 80 | 12.8 | 1 1/4"
871469 | SS 1 |  | 7 | 80 | 12.8 | 1 1/4"
871504 | SS 1 |  | 167 | 80 | 61 | 3"
871618 | SS 1 |  | 14 | 80 | 17.5 | 1 1/2"
871627 | SS 1 |  | 7 | 80 | 12.8 | 1 1/4"
871932 | SS 1 |  | 11 | 100 | 16 | 1 1/2"
871976 | SS 1 |  | 5 | 50 | 10.7 | 1 1/4"
871980 | SS 1 |  | 16 | 100 | 18.4 | 1 1/2"
872504 | SS 1 |  | 24 | 100 | 21.5 | 2"
872590 | SS 1 |  | 19 | 100 | 19.6 | 1 1/2"
872668 | SS 1 |  | 5 | 50 | 10.7 | 1 1/4"
872678 | SS 1 |  | 3 | 50 | 8 | 1"
872753 | SS 1 |  | 7 | 80 | 12.8 | 1 1/4"
872848 | SS 1 |  | 24 | 100 | 21.5 | 2"
872858 | SS 1 |  | 7 | 80 | 12.8 | 1 1/4"
872863 | SS 1 |  | 7 | 80 | 12.8 | 1 1/4"
873085 | SS 1 |  | 21 | 100 | 21.5 | 2"
873093 | SS 1 |  | 14 | 100 | 17.5 | 1 1/2"
873373 | SS 1 |  | 4 | 80 | 9.4 | 1"
873580 | SS 1 |  | 8 | 100 | 13.7 | 1 1/4"
873607 | SS 1 |  | 4 | 80 | 9.4 | 1"
873727 | SS 2 |  | 4 | 100 | 9.4 | 1"
873760 | SS 2 |  | 0 | 100 | 3 | 3/4"
873809 | SS 2 |  | 0 | 100 | 3 | 3/4"
873922 | SS 2 |  | 252 | 100 | 80 | 3"
874410 | SS 2 |  | 3 | 80 | 8 | 1"
875050 | SS 2 |  | 21 | 100 | 21.5 | 2"
875682 | SS 2 |  | 14 | 100 | 17.5 | 1 1/2"
875693 | SS 2 |  | 6 | 50 | 11.8 | 1 1/4"
875759 | SS 2 |  | 33 | 100 | 24.9 | 2"
875906 | SS 2 |  | 21 | 100 | 21.5 | 2"
875940 | SS 2 |  | 0 | 100 | 3 | 3/4"
875976 | SS 2 |  | 21 | 100 | 21.5 | 2"
876067 | SS 2 |  | 8 | 50 | 13.7 | 1 1/4"
877124 | SS 2 |  | 8 | 50 | 13.7 | 1 1/4"
877306 | SS 2 |  | 29 | 100 | 23.3 | 2"
877503 | SS 2 |  | 8 | 50 | 13.7 | 1 1/4"
877506 | SS 2 |  | 8 | 50 | 13.7 | 1 1/4"
880370 | SS 2 |  | 4 | 50 | 9.4 | 1"
880448 | SS 2 |  | 8 | 50 | 13.7 | 1 1/4"
880452 | SS 2 |  | 4 | 50 | 9.4 | 1"
881433 | SS 2 |  | 3 | 80 | 8 | 1"
881523 | SS 2 |  | 3 | 80 | 8 | 1"
881592 | SS 2 |  | 6 | 80 | 11.8 | 1 1/4"
881715 | SS 2 |  | 0 | 80 | 3 | 3/4"
881721 | SS 2 |  | 252 | 80 | 80 | 3"
882006 | SS 2 |  | 3 | 80 | 8 | 1"
882148 | SS 2 |  | 7 | 80 | 12.8 | 1 1/4"
882430 | SS 2 |  | 3 | 80 | 8 | 1"
882958 | SS 2 |  | 7 | 80 | 12.8 | 1 1/4"
882963 | SS 2 |  | 3 | 80 | 8 | 1"
883158 | SS 2 |  | 4 | 80 | 9.4 | 1"
883174 | SS 2 |  | 252 | 80 | 80 | 3"
883637 | SS 2 |  | 7 | 80 | 12.8 | 1 1/4"
883641 | SS 2 |  | 7 | 80 | 12.8 | 1 1/4"
883664 | SS 2 |  | 14 | 80 | 17.5 | 1 1/2"
883741 | SS 2 |  | 7 | 80 | 12.8 | 1 1/4"
883800 | SS 2 |  | 14 | 80 | 17.5 | 1 1/2"
884240 | SS 2 |  | 14 | 80 | 17.5 | 1 1/2"
884280 | SS 2 |  | 14 | 80 | 17.5 | 1 1/2"
884393 | SS 2 |  | 0 | 50 | 3 | 3/4"
885703 | SS 2 |  | 3 | 80 | 8 | 1"
885801 | SS 2 |  | 3 | 80 | 8 | 1"
886861 | SS 2 |  | 11 | 100 | 16 | 1 1/2"
937664 | SS 2 |  | 3 | 100 | 8 | 1"
937725 | SS 2 |  | 3 | 100 | 8 | 1"
938007 | SS 2 |  | 3 | 100 | 8 | 1"
938017 | SS 2 |  | 3 | 100 | 8 | 1"
938027 | SS 2 |  | 3 | 100 | 8 | 1"
938062 | SS 2 |  | 3 | 100 | 8 | 1"
938165 | SS 2 |  | 0 | 100 | 3 | 3/4"
938218 | SS 2 |  | 252 | 100 | 80 | 3"
938614 | SS 2 |  | 15 | 100 | 18 | 1 1/2"
938648 | SS 2 |  | 3 | 100 | 8 | 1"
938831 | SS 2 |  | 252 | 100 | 80 | 3"
938843 | SS 2 |  | 12 | 100 | 16.5 | 1 1/2"
983930 | SS 2 |  | 3 | 80 | 8 | 1"
984107 | SS 2 |  | 3 | 80 | 8 | 1"
984175 | SS 2 |  | 21 | 80 | 21.5 | 2"
984210 | SS 2 |  | 3 | 80 | 8 | 1"
984290 | SS 2 |  | 252 | 80 | 80 | 3"
984330 | SS 2 |  | 0 | 80 | 3 | 3/4"
987846 | SS 2 |  | 95 | 100 | 43.5 | 2 1/2"
987937 | SS 2 |  | 99 | 100 | 43.5 | 2 1/2"
987981 | SS 2 |  | 95 | 100 | 43.5 | 2 1/2"
989936 | SS 2 |  | 9 | 100 | 14.6 | 1 1/4"
990004 | SS 2 |  | 42 | 100 | 27.2 | 2"
990319 | SS 2 |  | 17 | 50 | 18.8 | 1 1/2"
990328 | SS 2 |  | 14 | 50 | 17.5 | 1 1/2"
990370 | SS 2 |  | 33 | 50 | 24.9 | 2"
990386 | SS 2 |  | 16 | 50 | 18.4 | 1 1/2"
990937 | SS 2 |  | 112 | 100 | 48 | 2 1/2"
991049 | SS 2 |  | 9 | 80 | 14.6 | 1 1/4"
991192 | SS 2 |  | 9 | 80 | 14.6 | 1 1/4"
992043 | SS 2 |  | 45 | 100 | 29.1 | 2"
992156 | SS 2 |  | 3 | 80 | 8 | 1"
992272 | SS 2 |  | 3 | 80 | 8 | 1"
992276 | SS 2 |  | 3 | 80 | 8 | 1"
998361 | SS 1 |  | 6 | 80 | 11.8 | 1 1/4"
998389 | SS 1 |  | 74 | 100 | 38 | 2 1/2"
998510 | SS 1 |  | 68 | 100 | 35 | 2"
998514 | SS 1 |  | 68 | 100 | 35 | 2"
998710 | SS 1 |  | 6 | 80 | 11.8 | 1 1/4"
998739 | SS 1 |  | 6 | 80 | 11.8 | 1 1/4"
1004123 | SS 2 |  | 3 | 50 | 8 | 1"
1006549 | SS 2 |  | 3 | 80 | 8 | 1"
1006559 | SS 2 |  | 3 | 80 | 8 | 1"
1006596 | SS 2 |  | 3 | 80 | 8 | 1"
1006600 | SS 2 |  | 3 | 80 | 8 | 1"
1015564 | SS 1 |  | 0 | 50 | 3 | 3/4"
1015574 | SS 1 |  | 0 | 50 | 3 | 3/4"
1015599 | SS 1 |  | 0 | 50 | 3 | 3/4"
1015603 | SS 1 |  | 0 | 50 | 3 | 3/4"
1020198 | SS 2 |  | 4 | 50 | 9.4 | 1"
1020979 | SS 2 |  | 4 | 50 | 9.4 | 1"
1021025 | SS 2 |  | 252 | 50 | 80 | 3"
1021223 | SS 1 |  | 0 | 50 | 3 | 3/4"
1032508 | SS 2 |  | 3 | 100 | 8 | 1"
1032573 | SS 1 |  | 4 | 80 | 9.4 | 1"
1032587 | SS 1 |  | 24 | 100 | 21.5 | 2"
1032591 | SS 1 |  | 7 | 80 | 12.8 | 1 1/4"
1043752 | SS 1 |  | 3 | 80 | 8 | 1"
1077072 | SS 1 |  | 8 | 100 | 13.7 | 1 1/4"
1077076 | SS 1 |  | 8 | 100 | 13.7 | 1 1/4"
1089216 | SS 2 |  | 3 | 100 | 8 | 1"
1089220 | SS 2 |  | 3 | 100 | 8 | 1"
1108225 | SS 2 |  | 0 | 80 | 3 | 3/4"
1111355 | SS 2 |  | 7 | 80 | 12.8 | 1 1/4"
1111359 | SS 2 |  | 4 | 80 | 9.4 | 1"
1111384 | SS 2 |  | 7 | 80 | 12.8 | 1 1/4"
1111607 | SS 2 |  | 4 | 50 | 9.4 | 1"
1112390 | SS 2 |  | 8 | 100 | 13.7 | 1 1/4"
1113694 | SS 2 |  | 3 | 50 | 8 | 1"
1114474 | SS 1 |  | 4 | 80 | 9.4 | 1"
1114479 | SS 1 |  | 4 | 80 | 9.4 | 1"
1362731 | SS 2 |  | 252 | 100 | 80 | 3"
1362738 | SS 2 |  | 252 | 100 | 80 | 3"
1406305 | SS 2 |  | 8 | 100 | 13.7 | 1 1/4"
1407433 | SS 2 |  | 4 | 50 | 9.4 | 1"
1407435 | SS 2 |  | 8 | 100 | 13.7 | 1 1/4"
1409088 | SS 2 |  | 7 | 80 | 12.8 | 1 1/4"
1409693 | SS 2 |  | 7 | 80 | 12.8 | 1 1/4"
1409697 | SS 2 |  | 7 | 80 | 12.8 | 1 1/4"
1419443 | SS 1 |  | 4 | 80 | 9.4 | 1"
1420724 | SS 1 |  | 3 | 50 | 8 | 1"
1421067 | SS 1 |  | 3 | 50 | 8 | 1"
1421424 | SS 1 |  | 3 | 50 | 8 | 1"
1421826 | SS 1 |  | 11 | 100 | 16 | 1 1/2"
1422274 | SS 1 |  | 11 | 100 | 16 | 1 1/2"
1423776 | SS 1 |  | 4 | 80 | 9.4 | 1"
1424129 | SS 1 |  | 3 | 80 | 8 | 1"
1424284 | SS 1 |  | 9 | 80 | 14.6 | 1 1/4"
1424368 | SS 1 |  | 3 | 80 | 8 | 1"
1424823 | SS 1 |  | 3 | 80 | 8 | 1"
1425132 | SS 1 |  | 9 | 80 | 14.6 | 1 1/4"
1425536 | SS 1 |  | 2 | 50 | 6.5 | 1"
1425616 | SS 1 |  | 2 | 50 | 6.5 | 1"
1425883 | SS 1 |  | 4 | 50 | 9.4 | 1"
1426305 | SS 1 |  | 0 | 50 | 3 | 3/4"
1426713 | SS 1 |  | 4 | 50 | 9.4 | 1"
1426867 | SS 1 |  | 9 | 80 | 14.6 | 1 1/4"
1426888 | SS 1 |  | 37 | 100 | 26.3 | 2"
1426898 | SS 1 |  | 9 | 80 | 14.6 | 1 1/4"
1426906 | SS 1 |  | 28 | 100 | 23.3 | 2"
1426916 | SS 1 |  | 4 | 50 | 9.4 | 1"
1441738 | SS 2 |  | 6 | 50 | 11.8 | 1 1/4"
1441752 | SS 2 |  | 3 | 50 | 8 | 1"
1443694 | SS 2 |  | 3 | 50 | 8 | 1"
1443699 | SS 2 |  | 3 | 50 | 8 | 1"
1511802 | SS 1 |  | 8 | 100 | 13.7 | 1 1/4"
1511819 | SS 1 |  | 8 | 100 | 13.7 | 1 1/4"
1526977 | SS 1 |  | 4 | 80 | 9.4 | 1"
1527041 | SS 1 |  | 4 | 80 | 9.4 | 1"
1527045 | SS 1 |  | 4 | 80 | 9.4 | 1"
1527252 | SS 1 |  | 7 | 80 | 12.8 | 1 1/4"
1527444 | SS 1 |  | 7 | 80 | 12.8 | 1 1/4"
1527563 | SS 1 |  | 4 | 80 | 9.4 | 1"
1528085 | SS 1 |  | 4 | 80 | 9.4 | 1"
1532925 | SS 1 |  | 7 | 100 | 12.8 | 1 1/4"
1533820 | SS 1 |  | 14 | 100 | 17.5 | 1 1/2"
1541420 | SS 1 |  | 14 | 100 | 17.5 | 1 1/2"
1556383 | SS 1 |  | 21 | 100 | 21.5 | 2"
1565398 | SS 2 |  | 3 | 80 | 8 | 1"
1583814 | SS 2 |  | 17 | 50 | 18.8 | 1 1/2"
1583819 | SS 2 |  | 17 | 50 | 18.8 | 1 1/2"
1583887 | SS 2 |  | 17 | 50 | 18.8 | 1 1/2"
1583891 | SS 2 |  | 17 | 50 | 18.8 | 1 1/2"
1589076 | SS 2 |  | 37 | 100 | 26.3 | 2"
1592355 | SS 2 |  | 3 | 80 | 8 | 1"
1593206 | SS 2 |  | 3 | 80 | 8 | 1"
1601811 | SS 1 |  | 0 | 100 | 3 | 3/4"
1601834 | SS 1 |  | 167 | 100 | 61 | 3"
1657268 | SS 1 |  | 3 | 80 | 8 | 1"
1657327 | SS 1 |  | 3 | 80 | 8 | 1"
1657688 | SS 1 |  | 3 | 80 | 8 | 1"
1657693 | SS 1 |  | 11 | 100 | 16 | 1 1/2"
1670748 | SS 2 |  | 3 | 100 | 8 | 1"
1670760 | SS 2 |  | 3 | 100 | 8 | 1"
1694522 | SS 2 |  | 21 | 100 | 21.5 | 2"
1694550 | SS 2 |  | 21 | 100 | 21.5 | 2"
1724946 | SS 2 |  | 252 | 50 | 80 | 3"
1724990 | SS 2 |  | 252 | 80 | 80 | 3"
1725223 | SS 2 |  | 252 | 100 | 80 | 3"
1725275 | SS 2 |  | 103 | 100 | 48 | 2 1/2"
1726111 | SS 1 |  | 167 | 50 | 61 | 3"
1726117 | SS 1 |  | 167 | 100 | 61 | 3"
1726123 | SS 1 |  | 167 | 100 | 61 | 3"
1727170 | SS 1 |  | 68 | 100 | 35 | 2"
1747649 | SS 2 |  | 42 | 100 | 27.2 | 2"
1753255 | SS 1 |  | 11 | 100 | 16 | 1 1/2"
[5 empty] | 3 | 3/4"
[5 empty] | 3 | 3/4"
[5 empty] | 3 | 3/4"
[5 empty] | 3 | 3/4"
[5 empty] | 3 | 3/4"
[5 empty] | 3 | 3/4"
[5 empty] | 3 | 3/4"
[5 empty] | 3 | 3/4"
[5 empty] | 3 | 3/4"
[5 empty] | 3 | 3/4"
[5 empty] | 3 | 3/4"
[5 empty] | 3 | 3/4"
[5 empty] | 3 | 3/4"
[5 empty] | 3 | 3/4"
[5 empty] | 3 | 3/4"
[5 empty] | 3 | 3/4"
[5 empty] | 3 | 3/4"
[5 empty] | 3 | 3/4"
[5 empty] | 3 | 3/4"
[5 empty] | 3 | 3/4"
[5 empty] | 3 | 3/4"
[5 empty] | 3 | 3/4"
[5 empty] | 3 | 3/4"
[5 empty] | 3 | 3/4"
[5 empty] | 3 | 3/4"
[5 empty] | 3 | 3/4"
[5 empty] | 3 | 3/4"
[5 empty] | 3 | 3/4"
[5 empty] | 3 | 3/4"
[5 empty] | 3 | 3/4"
[5 empty] | 3 | 3/4"
[5 empty] | 3 | 3/4"
[5 empty] | 3 | 3/4"
[5 empty] | 3 | 3/4"
[5 empty] | 3 | 3/4"
[5 empty] | 3 | 3/4"
[5 empty] | 3 | 3/4"
[5 empty] | 3 | 3/4"
[5 empty] | 3 | 3/4"
[5 empty] | 3 | 3/4"
[5 empty] | 3 | 3/4"
[5 empty] | 3 | 3/4"
[5 empty] | 3 | 3/4"
[5 empty] | 3 | 3/4"
[5 empty] | 3 | 3/4"
[5 empty] | 3 | 3/4"
[5 empty] | 3 | 3/4"
[5 empty] | 3 | 3/4"
[5 empty] | 3 | 3/4"
[5 empty] | 3 | 3/4"
[5 empty] | 3 | 3/4"
[5 empty] | 3 | 3/4"
[5 empty] | 3 | 3/4"
[5 empty] | 3 | 3/4"
[5 empty] | 3 | 3/4"
[5 empty] | 3 | 3/4"
[5 empty] | 3 | 3/4"
[5 empty] | 3 | 3/4"
[5 empty] | 3 | 3/4"
[5 empty] | 3 | 3/4"
[5 empty] | 3 | 3/4"
[5 empty] | 3 | 3/4"
[5 empty] | 3 | 3/4"
[5 empty] | 3 | 3/4"
[5 empty] | 3 | 3/4"
[5 empty] | 3 | 3/4"
[5 empty] | 3 | 3/4"
[5 empty] | 3 | 3/4"
[5 empty] | 3 | 3/4"
[5 empty] | 3 | 3/4"
[5 empty] | 3 | 3/4"
[5 empty] | 3 | 3/4"
[5 empty] | 3 | 3/4"
[5 empty] | 3 | 3/4"
[5 empty] | 3 | 3/4"
[5 empty] | 3 | 3/4"
[5 empty] | 3 | 3/4"
[5 empty] | 3 | 3/4"
[5 empty] | 3 | 3/4"
[5 empty] | 3 | 3/4"
[5 empty] | 3 | 3/4"
[5 empty] | 3 | 3/4"
[5 empty] | 3 | 3/4"
[5 empty] | 3 | 3/4"
[5 empty] | 3 | 3/4"
[5 empty] | 3 | 3/4"
[5 empty] | 3 | 3/4"
[5 empty] | 3 | 3/4"
[5 empty] | 3 | 3/4"
[5 empty] | 3 | 3/4"
[5 empty] | 3 | 3/4"
[5 empty] | 3 | 3/4"
[5 empty] | 3 | 3/4"
[5 empty] | 3 | 3/4"
[5 empty] | 3 | 3/4"
[5 empty] | 3 | 3/4"
[5 empty] | 3 | 3/4"
[5 empty] | 3 | 3/4"
[5 empty] | 3 | 3/4"
[5 empty] | 3 | 3/4"
[5 empty] | 3 | 3/4"
[5 empty] | 3 | 3/4"
[5 empty] | 3 | 3/4"
[5 empty] | 3 | 3/4"
[5 empty] | 3 | 3/4"
[5 empty] | 3 | 3/4"
[5 empty] | 3 | 3/4"
[5 empty] | 3 | 3/4"
[5 empty] | 3 | 3/4"
[5 empty] | 3 | 3/4"
[5 empty] | 3 | 3/4"
[5 empty] | 3 | 3/4"
[5 empty] | 3 | 3/4"
[5 empty] | 3 | 3/4"
[5 empty] | 3 | 3/4"
[5 empty] | 3 | 3/4"
[5 empty] | 3 | 3/4"
[5 empty] | 3 | 3/4"
[5 empty] | 3 | 3/4"
[5 empty] | 3 | 3/4"
[5 empty] | 3 | 3/4"
[5 empty] | 3 | 3/4"
[5 empty] | 3 | 3/4"
[5 empty] | 3 | 3/4"
[5 empty] | 3 | 3/4"
[5 empty] | 3 | 3/4"
[5 empty] | 3 | 3/4"
[5 empty] | 3 | 3/4"
[5 empty] | 3 | 3/4"
[5 empty] | 3 | 3/4"
[5 empty] | 3 | 3/4"
[5 empty] | 3 | 3/4"
[5 empty] | 3 | 3/4"
[5 empty] | 3 | 3/4"
[5 empty] | 3 | 3/4"
[5 empty] | 3 | 3/4"
[5 empty] | 3 | 3/4"
[5 empty] | 3 | 3/4"
[5 empty] | 3 | 3/4"
[5 empty] | 3 | 3/4"
[5 empty] | 3 | 3/4"
[5 empty] | 3 | 3/4"
[5 empty] | 3 | 3/4"
[5 empty] | 3 | 3/4"
[5 empty] | 3 | 3/4"
[5 empty] | 3 | 3/4"
[5 empty] | 3 | 3/4"
[5 empty] | 3 | 3/4"
[5 empty] | 3 | 3/4"
[5 empty] | 3 | 3/4"
[5 empty] | 3 | 3/4"
[5 empty] | 3 | 3/4"
[5 empty] | 3 | 3/4"
[5 empty] | 3 | 3/4"
[5 empty] | 3 | 3/4"
[5 empty] | 3 | 3/4"
[5 empty] | 3 | 3/4"
[5 empty] | 3 | 3/4"
[5 empty] | 3 | 3/4"
[5 empty] | 3 | 3/4"
[5 empty] | 3 | 3/4"
[5 empty] | 3 | 3/4"
[5 empty] | 3 | 3/4"
[5 empty] | 3 | 3/4"
[5 empty] | 3 | 3/4"
[5 empty] | 3 | 3/4"
[5 empty] | 3 | 3/4"
[5 empty] | 3 | 3/4"
[5 empty] | 3 | 3/4"
[5 empty] | 3 | 3/4"
[5 empty] | 3 | 3/4"
[5 empty] | 3 | 3/4"
[5 empty] | 3 | 3/4"
[5 empty] | 3 | 3/4"
[5 empty] | 3 | 3/4"
[5 empty] | 3 | 3/4"
[5 empty] | 3 | 3/4"
[5 empty] | 3 | 3/4"
[5 empty] | 3 | 3/4"
[5 empty] | 3 | 3/4"
[5 empty] | 3 | 3/4"
[5 empty] | 3 | 3/4"
[5 empty] | 3 | 3/4"
[5 empty] | 3 | 3/4"
[5 empty] | 3 | 3/4"
[5 empty] | 3 | 3/4"
[5 empty] | 3 | 3/4"
[5 empty] | 3 | 3/4"
[5 empty] | 3 | 3/4"
[5 empty] | 3 | 3/4"
[5 empty] | 3 | 3/4"
[5 empty] | 3 | 3/4"
[5 empty] | 3 | 3/4"
[5 empty] | 3 | 3/4"
[5 empty] | 3 | 3/4"
[5 empty] | 3 | 3/4"
[5 empty] | 3 | 3/4"
[5 empty] | 3 | 3/4"
[5 empty] | 3 | 3/4"
[5 empty] | 3 | 3/4"
[5 empty] | 3 | 3/4"
[5 empty] | 3 | 3/4"
[5 empty] | 3 | 3/4"
[5 empty] | 3 | 3/4"
[5 empty] | 3 | 3/4"
[5 empty] | 3 | 3/4"
[5 empty] | 3 | 3/4"
[5 empty] | 3 | 3/4"
[5 empty] | 3 | 3/4"
[5 empty] | 3 | 3/4"
[5 empty] | 3 | 3/4"
[5 empty] | 3 | 3/4"
[5 empty] | 3 | 3/4"
[5 empty] | 3 | 3/4"
[5 empty] | 3 | 3/4"
[5 empty] | 3 | 3/4"
[5 empty] | 3 | 3/4"
[5 empty] | 3 | 3/4"
[5 empty] | 3 | 3/4"
[5 empty] | 3 | 3/4"
[5 empty] | 3 | 3/4"
[5 empty] | 3 | 3/4"
[5 empty] | 3 | 3/4"
[5 empty] | 3 | 3/4"
[5 empty] | 3 | 3/4"
[5 empty] | 3 | 3/4"
[5 empty] | 3 | 3/4"
[5 empty] | 3 | 3/4"
[5 empty] | 3 | 3/4"
[5 empty] | 3 | 3/4"
[5 empty] | 3 | 3/4"
[5 empty] | 3 | 3/4"
[5 empty] | 3 | 3/4"
[5 empty] | 3 | 3/4"
[5 empty] | 3 | 3/4"
[5 empty] | 3 | 3/4"
[5 empty] | 3 | 3/4"
[5 empty] | 3 | 3/4"
[5 empty] | 3 | 3/4"
[5 empty] | 3 | 3/4"
[5 empty] | 3 | 3/4"
[5 empty] | 3 | 3/4"
[5 empty] | 3 | 3/4"
[5 empty] | 3 | 3/4"
[5 empty] | 3 | 3/4"
[5 empty] | 3 | 3/4"
[5 empty] | 3 | 3/4"
[5 empty] | 3 | 3/4"
[5 empty] | 3 | 3/4"
[5 empty] | 3 | 3/4"
[5 empty] | 3 | 3/4"
[5 empty] | 3 | 3/4"
[5 empty] | 3 | 3/4"
[5 empty] | 3 | 3/4"
[5 empty] | 3 | 3/4"
[5 empty] | 3 | 3/4"
[5 empty] | 3 | 3/4"
[5 empty] | 3 | 3/4"
[5 empty] | 3 | 3/4"
[5 empty] | 3 | 3/4"
[5 empty] | 3 | 3/4"
[5 empty] | 3 | 3/4"
[5 empty] | 3 | 3/4"
[5 empty] | 3 | 3/4"
[5 empty] | 3 | 3/4"
[5 empty] | 3 | 3/4"
[5 empty] | 3 | 3/4"
[5 empty] | 3 | 3/4"
[5 empty] | 3 | 3/4"
[5 empty] | 3 | 3/4"
[5 empty] | 3 | 3/4"
[5 empty] | 3 | 3/4"
[5 empty] | 3 | 3/4"
[5 empty] | 3 | 3/4"
[5 empty] | 3 | 3/4"
[5 empty] | 3 | 3/4"
[5 empty] | 3 | 3/4"
[5 empty] | 3 | 3/4"
[5 empty] | 3 | 3/4"
[5 empty] | 3 | 3/4"
[5 empty] | 3 | 3/4"
[5 empty] | 3 | 3/4"
[5 empty] | 3 | 3/4"
[5 empty] | 3 | 3/4"
[5 empty] | 3 | 3/4"
[5 empty] | 3 | 3/4"
[5 empty] | 3 | 3/4"
[5 empty] | 3 | 3/4"
[5 empty] | 3 | 3/4"
[5 empty] | 3 | 3/4"
[5 empty] | 3 | 3/4"
[5 empty] | 3 | 3/4"
[5 empty] | 3 | 3/4"
[5 empty] | 3 | 3/4"
[5 empty] | 3 | 3/4"
[5 empty] | 3 | 3/4"
[5 empty] | 3 | 3/4"
[5 empty] | 3 | 3/4"
[5 empty] | 3 | 3/4"
[5 empty] | 3 | 3/4"
[5 empty] | 3 | 3/4"
[5 empty] | 3 | 3/4"
[5 empty] | 3 | 3/4"
[5 empty] | 3 | 3/4"
[5 empty] | 3 | 3/4"
[5 empty] | 3 | 3/4"
[5 empty] | 3 | 3/4"
[5 empty] | 3 | 3/4"
[5 empty] | 3 | 3/4"
[5 empty] | 3 | 3/4"
[5 empty] | 3 | 3/4"
[5 empty] | 3 | 3/4"
[5 empty] | 3 | 3/4"
[5 empty] | 3 | 3/4"
[5 empty] | 3 | 3/4"
[5 empty] | 3 | 3/4"
[5 empty] | 3 | 3/4"
[5 empty] | 3 | 3/4"
[5 empty] | 3 | 3/4"
[5 empty] | 3 | 3/4"
[5 empty] | 3 | 3/4"
[5 empty] | 3 | 3/4"
[5 empty] | 3 | 3/4"
[5 empty] | 3 | 3/4"
[5 empty] | 3 | 3/4"
[5 empty] | 3 | 3/4"
[5 empty] | 3 | 3/4"
[5 empty] | 3 | 3/4"
[5 empty] | 3 | 3/4"
[5 empty] | 3 | 3/4"
[5 empty] | 3 | 3/4"
[5 empty] | 3 | 3/4"
[5 empty] | 3 | 3/4"
[5 empty] | 3 | 3/4"
[5 empty] | 3 | 3/4"
[5 empty] | 3 | 3/4"
[5 empty] | 3 | 3/4"
[5 empty] | 3 | 3/4"
[5 empty] | 3 | 3/4"
[5 empty] | 3 | 3/4"
[5 empty] | 3 | 3/4"
[5 empty] | 3 | 3/4"
[5 empty] | 3 | 3/4"
[5 empty] | 3 | 3/4"
[5 empty] | 3 | 3/4"
[5 empty] | 3 | 3/4"
[5 empty] | 3 | 3/4"
[5 empty] | 3 | 3/4"
[5 empty] | 3 | 3/4"
[5 empty] | 3 | 3/4"
[5 empty] | 3 | 3/4"
[5 empty] | 3 | 3/4"
[5 empty] | 3 | 3/4"
[5 empty] | 3 | 3/4"
[5 empty] | 3 | 3/4"
[5 empty] | 3 | 3/4"
[5 empty] | 3 | 3/4"
[5 empty] | 3 | 3/4"
[5 empty] | 3 | 3/4"
[5 empty] | 3 | 3/4"
[5 empty] | 3 | 3/4"
[5 empty] | 3 | 3/4"
[5 empty] | 3 | 3/4"
[5 empty] | 3 | 3/4"
[5 empty] | 3 | 3/4"
[5 empty] | 3 | 3/4"
[5 empty] | 3 | 3/4"
[5 empty] | 3 | 3/4"
[5 empty] | 3 | 3/4"
[5 empty] | 3 | 3/4"
[5 empty] | 3 | 3/4"
[5 empty] | 3 | 3/4"
[5 empty] | 3 | 3/4"
[5 empty] | 3 | 3/4"
[5 empty] | 3 | 3/4"
[5 empty] | 3 | 3/4"
[5 empty] | 3 | 3/4"
[5 empty] | 3 | 3/4"
[5 empty] | 3 | 3/4"
[5 empty] | 3 | 3/4"
[5 empty] | 3 | 3/4"
[5 empty] | 3 | 3/4"
[5 empty] | 3 | 3/4"
[5 empty] | 3 | 3/4"
[5 empty] | 3 | 3/4"
[5 empty] | 3 | 3/4"
[5 empty] | 3 | 3/4"
[5 empty] | 3 | 3/4"
[5 empty] | 3 | 3/4"
[5 empty] | 3 | 3/4"
[5 empty] | 3 | 3/4"
[5 empty] | 3 | 3/4"
[5 empty] | 3 | 3/4"
[5 empty] | 3 | 3/4"
[5 empty] | 3 | 3/4"
[5 empty] | 3 | 3/4"
[5 empty] | 3 | 3/4"
[5 empty] | 3 | 3/4"
[5 empty] | 3 | 3/4"
[5 empty] | 3 | 3/4"
[5 empty] | 3 | 3/4"
[5 empty] | 3 | 3/4"
[5 empty] | 3 | 3/4"
[5 empty] | 3 | 3/4"
[5 empty] | 3 | 3/4"
[5 empty] | 3 | 3/4"
[5 empty] | 3 | 3/4"
[5 empty] | 3 | 3/4"
[5 empty] | 3 | 3/4"
[5 empty] | 3 | 3/4"
[5 empty] | 3 | 3/4"
[5 empty] | 3 | 3/4"
[5 empty] | 3 | 3/4"
[5 empty] | 3 | 3/4"
[5 empty] | 3 | 3/4"
[5 empty] | 3 | 3/4"
[5 empty] | 3 | 3/4"
[5 empty] | 3 | 3/4"
[5 empty] | 3 | 3/4"
[5 empty] | 3 | 3/4"
[5 empty] | 3 | 3/4"
[5 empty] | 3 | 3/4"
[5 empty] | 3 | 3/4"
[5 empty] | 3 | 3/4"
[5 empty] | 3 | 3/4"
[5 empty] | 3 | 3/4"
[5 empty] | 3 | 3/4"
[5 empty] | 3 | 3/4"
[5 empty] | 3 | 3/4"
[5 empty] | 3 | 3/4"
[5 empty] | 3 | 3/4"
[5 empty] | 3 | 3/4"
[5 empty] | 3 | 3/4"
[5 empty] | 3 | 3/4"
[5 empty] | 3 | 3/4"
[5 empty] | 3 | 3/4"
[5 empty] | 3 | 3/4"
[5 empty] | 3 | 3/4"
[5 empty] | 3 | 3/4"
[5 empty] | 3 | 3/4"
[5 empty] | 3 | 3/4"
[5 empty] | 3 | 3/4"
[5 empty] | 3 | 3/4"
[5 empty] | 3 | 3/4"
[5 empty] | 3 | 3/4"
[5 empty] | 3 | 3/4"
[5 empty] | 3 | 3/4"
[5 empty] | 3 | 3/4"
[5 empty] | 3 | 3/4"
[5 empty] | 3 | 3/4"
[5 empty] | 3 | 3/4"
[5 empty] | 3 | 3/4"
[5 empty] | 3 | 3/4"
[5 empty] | 3 | 3/4"
[5 empty] | 3 | 3/4"
[5 empty] | 3 | 3/4"
[5 empty] | 3 | 3/4"
[5 empty] | 3 | 3/4"
[5 empty] | 3 | 3/4"
[5 empty] | 3 | 3/4"
[5 empty] | 3 | 3/4"
[5 empty] | 3 | 3/4"
[5 empty] | 3 | 3/4"
[5 empty] | 3 | 3/4"
[5 empty] | 3 | 3/4"
[5 empty] | 3 | 3/4"
[5 empty] | 3 | 3/4"
[5 empty] | 3 | 3/4"
[5 empty] | 3 | 3/4"
[5 empty] | 3 | 3/4"
[5 empty] | 3 | 3/4"
[5 empty] | 3 | 3/4"
[5 empty] | 3 | 3/4"
[5 empty] | 3 | 3/4"
[5 empty] | 3 | 3/4"
[5 empty] | 3 | 3/4"
[5 empty] | 3 | 3/4"
[5 empty] | 3 | 3/4"
[5 empty] | 3 | 3/4"
[5 empty] | 3 | 3/4"
[5 empty] | 3 | 3/4"
[5 empty] | 3 | 3/4"
[5 empty] | 3 | 3/4"
[5 empty] | 3 | 3/4"
[5 empty] | 3 | 3/4"
[5 empty] | 3 | 3/4"
[5 empty] | 3 | 3/4"
[5 empty] | 3 | 3/4"
[5 empty] | 3 | 3/4"
[5 empty] | 3 | 3/4"
[5 empty] | 3 | 3/4"
[5 empty] | 3 | 3/4"
[5 empty] | 3 | 3/4"
[5 empty] | 3 | 3/4"
[5 empty] | 3 | 3/4"
[5 empty] | 3 | 3/4"
[5 empty] | 3 | 3/4"
[5 empty] | 3 | 3/4"
[5 empty] | 3 | 3/4"
[5 empty] | 3 | 3/4"
[5 empty] | 3 | 3/4"
[5 empty] | 3 | 3/4"
[5 empty] | 3 | 3/4"
[5 empty] | 3 | 3/4"
[5 empty] | 3 | 3/4"
[5 empty] | 3 | 3/4"
[5 empty] | 3 | 3/4"
[5 empty] | 3 | 3/4"
[5 empty] | 3 | 3/4"
[5 empty] | 3 | 3/4"
[5 empty] | 3 | 3/4"
[5 empty] | 3 | 3/4"
[5 empty] | 3 | 3/4"
[5 empty] | 3 | 3/4"
[5 empty] | 3 | 3/4"
[5 empty] | 3 | 3/4"
[5 empty] | 3 | 3/4"
[5 empty] | 3 | 3/4"
[5 empty] | 3 | 3/4"
[5 empty] | 3 | 3/4"
[5 empty] | 3 | 3/4"
[5 empty] | 3 | 3/4"
[5 empty] | 3 | 3/4"
[5 empty] | 3 | 3/4"
[5 empty] | 3 | 3/4"
[5 empty] | 3 | 3/4"
[5 empty] | 3 | 3/4"
[5 empty] | 3 | 3/4"
[5 empty] | 3 | 3/4"
[5 empty] | 3 | 3/4"
[5 empty] | 3 | 3/4"
[5 empty] | 3 | 3/4"
[5 empty] | 3 | 3/4"
[5 empty] | 3 | 3/4"
[5 empty] | 3 | 3/4"
[5 empty] | 3 | 3/4"
[5 empty] | 3 | 3/4"
[5 empty] | 3 | 3/4"
[5 empty] | 3 | 3/4"
[5 empty] | 3 | 3/4"
[5 empty] | 3 | 3/4"
[5 empty] | 3 | 3/4"
[5 empty] | 3 | 3/4"
[5 empty] | 3 | 3/4"
[5 empty] | 3 | 3/4"
[5 empty] | 3 | 3/4"
[5 empty] | 3 | 3/4"
[5 empty] | 3 | 3/4"
[5 empty] | 3 | 3/4"
[5 empty] | 3 | 3/4"
[5 empty] | 3 | 3/4"
[5 empty] | 3 | 3/4"
[5 empty] | 3 | 3/4"
[5 empty] | 3 | 3/4"
[5 empty] | 3 | 3/4"
[5 empty] | 3 | 3/4"
[5 empty] | 3 | 3/4"
[5 empty] | 3 | 3/4"
[5 empty] | 3 | 3/4"
[5 empty] | 3 | 3/4"
[5 empty] | 3 | 3/4"
[5 empty] | 3 | 3/4"
[5 empty] | 3 | 3/4"
[5 empty] | 3 | 3/4"
[5 empty] | 3 | 3/4"
[5 empty] | 3 | 3/4"
[5 empty] | 3 | 3/4"
[5 empty] | 3 | 3/4"
[5 empty] | 3 | 3/4"
[5 empty] | 3 | 3/4"
[5 empty] | 3 | 3/4"
[5 empty] | 3 | 3/4"
[5 empty] | 3 | 3/4"
[5 empty] | 3 | 3/4"
[5 empty] | 3 | 3/4"
[5 empty] | 3 | 3/4"
[5 empty] | 3 | 3/4"
[5 empty] | 3 | 3/4"
[5 empty] | 3 | 3/4"
[5 empty] | 3 | 3/4"
[5 empty] | 3 | 3/4"
[5 empty] | 3 | 3/4"
[5 empty] | 3 | 3/4"
[5 empty] | 3 | 3/4"
[5 empty] | 3 | 3/4"
[5 empty] | 3 | 3/4"
[5 empty] | 3 | 3/4"
[5 empty] | 3 | 3/4"
[5 empty] | 3 | 3/4"
[5 empty] | 3 | 3/4"
[5 empty] | 3 | 3/4"
[5 empty] | 3 | 3/4"
[5 empty] | 3 | 3/4"
[5 empty] | 3 | 3/4"
[5 empty] | 3 | 3/4"
[5 empty] | 3 | 3/4"
[5 empty] | 3 | 3/4"
[5 empty] | 3 | 3/4"
[5 empty] | 3 | 3/4"
[5 empty] | 3 | 3/4"
[5 empty] | 3 | 3/4"
[5 empty] | 3 | 3/4"
[5 empty] | 3 | 3/4"
[5 empty] | 3 | 3/4"
[5 empty] | 3 | 3/4"
[5 empty] | 3 | 3/4"
[5 empty] | 3 | 3/4"
[5 empty] | 3 | 3/4"
[5 empty] | 3 | 3/4"
[5 empty] | 3 | 3/4"
[5 empty] | 3 | 3/4"
[5 empty] | 3 | 3/4"
[5 empty] | 3 | 3/4"
[5 empty] | 3 | 3/4"
[5 empty] | 3 | 3/4"
[5 empty] | 3 | 3/4"
[5 empty] | 3 | 3/4"
[5 empty] | 3 | 3/4"
[5 empty] | 3 | 3/4"
[5 empty] | 3 | 3/4"
[5 empty] | 3 | 3/4"
[5 empty] | 3 | 3/4"
[5 empty] | 3 | 3/4"
[5 empty] | 3 | 3/4"
[5 empty] | 3 | 3/4"
[5 empty] | 3 | 3/4"
[5 empty] | 3 | 3/4"
[5 empty] | 3 | 3/4"
[5 empty] | 3 | 3/4"
[5 empty] | 3 | 3/4"
[5 empty] | 3 | 3/4"
[5 empty] | 3 | 3/4"
[5 empty] | 3 | 3/4"
[5 empty] | 3 | 3/4"
[5 empty] | 3 | 3/4"
[5 empty] | 3 | 3/4"
[5 empty] | 3 | 3/4"
[5 empty] | 3 | 3/4"
[5 empty] | 3 | 3/4"
[5 empty] | 3 | 3/4"
[5 empty] | 3 | 3/4"
[5 empty] | 3 | 3/4"
[5 empty] | 3 | 3/4"
[5 empty] | 3 | 3/4"
[5 empty] | 3 | 3/4"
[5 empty] | 3 | 3/4"
[5 empty] | 3 | 3/4"
[5 empty] | 3 | 3/4"
[5 empty] | 3 | 3/4"
[5 empty] | 3 | 3/4"
[5 empty] | 3 | 3/4"
[5 empty] | 3 | 3/4"
[5 empty] | 3 | 3/4"
[5 empty] | 3 | 3/4"
[5 empty] | 3 | 3/4"
[5 empty] | 3 | 3/4"
[5 empty] | 3 | 3/4"
[5 empty] | 3 | 3/4"
[5 empty] | 3 | 3/4"
[5 empty] | 3 | 3/4"
[5 empty] | 3 | 3/4"
[5 empty] | 3 | 3/4"
[5 empty] | 3 | 3/4"
[5 empty] | 3 | 3/4"
[5 empty] | 3 | 3/4"
[5 empty] | 3 | 3/4"
[5 empty] | 3 | 3/4"
[5 empty] | 3 | 3/4"
[5 empty] | 3 | 3/4"
[5 empty] | 3 | 3/4"
[5 empty] | 3 | 3/4"
[5 empty] | 3 | 3/4"
[5 empty] | 3 | 3/4"
[5 empty] | 3 | 3/4"
[5 empty] | 3 | 3/4"
[5 empty] | 3 | 3/4"
[5 empty] | 3 | 3/4"
[5 empty] | 3 | 3/4"
[5 empty] | 3 | 3/4"
[5 empty] | 3 | 3/4"
[5 empty] | 3 | 3/4"
[5 empty] | 3 | 3/4"
[5 empty] | 3 | 3/4"
[5 empty] | 3 | 3/4"
[5 empty] | 3 | 3/4"
[5 empty] | 3 | 3/4"
[5 empty] | 3 | 3/4"
[5 empty] | 3 | 3/4"
[5 empty] | 3 | 3/4"
[5 empty] | 3 | 3/4"
[5 empty] | 3 | 3/4"
[5 empty] | 3 | 3/4"
[5 empty] | 3 | 3/4"
[5 empty] | 3 | 3/4"
[5 empty] | 3 | 3/4"
[5 empty] | 3 | 3/4"
[5 empty] | 3 | 3/4"
[5 empty] | 3 | 3/4"
[5 empty] | 3 | 3/4"
[5 empty] | 3 | 3/4"
[5 empty] | 3 | 3/4"
[5 empty] | 3 | 3/4"
[5 empty] | 3 | 3/4"
[5 empty] | 3 | 3/4"
[5 empty] | 3 | 3/4"
[5 empty] | 3 | 3/4"
[5 empty] | 3 | 3/4"
[5 empty] | 3 | 3/4"
[5 empty] | 3 | 3/4"
[5 empty] | 3 | 3/4"
[5 empty] | 3 | 3/4"
[5 empty] | 3 | 3/4"
[5 empty] | 3 | 3/4"
[5 empty] | 3 | 3/4"
[5 empty] | 3 | 3/4"
[5 empty] | 3 | 3/4"
[5 empty] | 3 | 3/4"
[5 empty] | 3 | 3/4"
[5 empty] | 3 | 3/4"
[5 empty] | 3 | 3/4"
[5 empty] | 3 | 3/4"
[5 empty] | 3 | 3/4"
[5 empty] | 3 | 3/4"
[5 empty] | 3 | 3/4"
[5 empty] | 3 | 3/4"
[5 empty] | 3 | 3/4"
[5 empty] | 3 | 3/4"
[5 empty] | 3 | 3/4"
[5 empty] | 3 | 3/4"
[5 empty] | 3 | 3/4"
[5 empty] | 3 | 3/4"
[5 empty] | 3 | 3/4"
[5 empty] | 3 | 3/4"
[5 empty] | 3 | 3/4"
[5 empty] | 3 | 3/4"
[5 empty] | 3 | 3/4"
[5 empty] | 3 | 3/4"
[5 empty] | 3 | 3/4"
[5 empty] | 3 | 3/4"
[5 empty] | 3 | 3/4"
[5 empty] | 3 | 3/4"
[5 empty] | 3 | 3/4"
[5 empty] | 3 | 3/4"
[5 empty] | 3 | 3/4"
[5 empty] | 3 | 3/4"
[5 empty] | 3 | 3/4"
[5 empty] | 3 | 3/4"
[5 empty] | 3 | 3/4"
[5 empty] | 3 | 3/4"
[5 empty] | 3 | 3/4"
[5 empty] | 3 | 3/4"
[5 empty] | 3 | 3/4"
[5 empty] | 3 | 3/4"
[5 empty] | 3 | 3/4"
[5 empty] | 3 | 3/4"
[5 empty] | 3 | 3/4"
[5 empty] | 3 | 3/4"
[5 empty] | 3 | 3/4"
[5 empty] | 3 | 3/4"
[5 empty] | 3 | 3/4"
[5 empty] | 3 | 3/4"
[5 empty] | 3 | 3/4"
[5 empty] | 3 | 3/4"
[5 empty] | 3 | 3/4"
[5 empty] | 3 | 3/4"
[5 empty] | 3 | 3/4"
[5 empty] | 3 | 3/4"
[5 empty] | 3 | 3/4"
[5 empty] | 3 | 3/4"
[5 empty] | 3 | 3/4"
[5 empty] | 3 | 3/4"
[5 empty] | 3 | 3/4"
[5 empty] | 3 | 3/4"
[5 empty] | 3 | 3/4"
[5 empty] | 3 | 3/4"
[5 empty] | 3 | 3/4"
[5 empty] | 3 | 3/4"
[5 empty] | 3 | 3/4"
[5 empty] | 3 | 3/4"
[5 empty] | 3 | 3/4"
[5 empty] | 3 | 3/4"
[5 empty] | 3 | 3/4"
[5 empty] | 3 | 3/4"
[5 empty] | 3 | 3/4"
[5 empty] | 3 | 3/4"
[5 empty] | 3 | 3/4"
[5 empty] | 3 | 3/4"
[5 empty] | 3 | 3/4"
[5 empty] | 3 | 3/4"
[5 empty] | 3 | 3/4"
[5 empty] | 3 | 3/4"
[5 empty] | 3 | 3/4"
[5 empty] | 3 | 3/4"
[5 empty] | 3 | 3/4"
[5 empty] | 3 | 3/4"
[5 empty] | 3 | 3/4"
[5 empty] | 3 | 3/4"
[5 empty] | 3 | 3/4"
[5 empty] | 3 | 3/4"
[5 empty] | 3 | 3/4"
[5 empty] | 3 | 3/4"
[5 empty] | 3 | 3/4"
[5 empty] | 3 | 3/4"
[5 empty] | 3 | 3/4"
[5 empty] | 3 | 3/4"
[5 empty] | 3 | 3/4"
[5 empty] | 3 | 3/4"
[5 empty] | 3 | 3/4"
[5 empty] | 3 | 3/4"
[5 empty] | 3 | 3/4"
[5 empty] | 3 | 3/4"
[5 empty] | 3 | 3/4"
[5 empty] | 3 | 3/4"
[5 empty] | 3 | 3/4"
[5 empty] | 3 | 3/4"
[5 empty] | 3 | 3/4"
[5 empty] | 3 | 3/4"
[5 empty] | 3 | 3/4"
[5 empty] | 3 | 3/4"
[5 empty] | 3 | 3/4"
[5 empty] | 3 | 3/4"
[5 empty] | 3 | 3/4"
[5 empty] | 3 | 3/4"
[5 empty] | 3 | 3/4"
[5 empty] | 3 | 3/4"
[5 empty] | 3 | 3/4"
[5 empty] | 3 | 3/4"
[5 empty] | 3 | 3/4"
[5 empty] | 3 | 3/4"
[5 empty] | 3 | 3/4"
[5 empty] | 3 | 3/4"
[5 empty] | 3 | 3/4"
[5 empty] | 3 | 3/4"
[5 empty] | 3 | 3/4"
[5 empty] | 3 | 3/4"
[5 empty] | 3 | 3/4"
[5 empty] | 3 | 3/4"
[5 empty] | 3 | 3/4"
[5 empty] | 3 | 3/4"
[5 empty] | 3 | 3/4"
[5 empty] | 3 | 3/4"
[5 empty] | 3 | 3/4"
[5 empty] | 3 | 3/4"
[5 empty] | 3 | 3/4"
[5 empty] | 3 | 3/4"
[5 empty] | 3 | 3/4"
[5 empty] | 3 | 3/4"
[5 empty] | 3 | 3/4"
[5 empty] | 3 | 3/4"
[5 empty] | 3 | 3/4"
[5 empty] | 3 | 3/4"
[5 empty] | 3 | 3/4"
[5 empty] | 3 | 3/4"
[5 empty] | 3 | 3/4"
[5 empty] | 3 | 3/4"
[5 empty] | 3 | 3/4"
[5 empty] | 3 | 3/4"
[5 empty] | 3 | 3/4"
[5 empty] | 3 | 3/4"
[5 empty] | 3 | 3/4"
[5 empty] | 3 | 3/4"
[5 empty] | 3 | 3/4"
[5 empty] | 3 | 3/4"
[5 empty] | 3 | 3/4"
[5 empty] | 3 | 3/4"
[5 empty] | 3 | 3/4"
[5 empty] | 3 | 3/4"
[5 empty] | 3 | 3/4"
[5 empty] | 3 | 3/4"
[5 empty] | 3 | 3/4"
[5 empty] | 3 | 3/4"
[5 empty] | 3 | 3/4"
[5 empty] | 3 | 3/4"
[5 empty] | 3 | 3/4"
[5 empty] | 3 | 3/4"
[5 empty] | 3 | 3/4"
[5 empty] | 3 | 3/4"
[5 empty] | 3 | 3/4"
[5 empty] | 3 | 3/4"
[5 empty] | 3 | 3/4"
[5 empty] | 3 | 3/4"
[5 empty] | 3 | 3/4"
[5 empty] | 3 | 3/4"
[5 empty] | 3 | 3/4"
[5 empty] | 3 | 3/4"
[5 empty] | 3 | 3/4"
[5 empty] | 3 | 3/4"
[5 empty] | 3 | 3/4"
[5 empty] | 3 | 3/4"
[5 empty] | 3 | 3/4"
[5 empty] | 3 | 3/4"
[5 empty] | 3 | 3/4"
[5 empty] | 3 | 3/4"
[5 empty] | 3 | 3/4"
[5 empty] | 3 | 3/4"
[5 empty] | 3 | 3/4"
[5 empty] | 3 | 3/4"
[5 empty] | 3 | 3/4"
[5 empty] | 3 | 3/4"
[5 empty] | 3 | 3/4"
[5 empty] | 3 | 3/4"
[5 empty] | 3 | 3/4"
[5 empty] | 3 | 3/4"
[5 empty] | 3 | 3/4"
[5 empty] | 3 | 3/4"
[5 empty] | 3 | 3/4"
[5 empty] | 3 | 3/4"
[5 empty] | 3 | 3/4"
[5 empty] | 3 | 3/4"
[5 empty] | 3 | 3/4"
[5 empty] | 3 | 3/4"
[5 empty] | 3 | 3/4"
[5 empty] | 3 | 3/4"
[5 empty] | 3 | 3/4"
[5 empty] | 3 | 3/4"
[5 empty] | 3 | 3/4"
[5 empty] | 3 | 3/4"
[5 empty] | 3 | 3/4"
[5 empty] | 3 | 3/4"
[5 empty] | 3 | 3/4"
[5 empty] | 3 | 3/4"
[5 empty] | 3 | 3/4"
[5 empty] | 3 | 3/4"
[5 empty] | 3 | 3/4"
[5 empty] | 3 | 3/4"
[5 empty] | 3 | 3/4"
[5 empty] | 3 | 3/4"
[5 empty] | 3 | 3/4"
[5 empty] | 3 | 3/4"
[5 empty] | 3 | 3/4"
[5 empty] | 3 | 3/4"
[5 empty] | 3 | 3/4"
[5 empty] | 3 | 3/4"
[5 empty] | 3 | 3/4"
[5 empty] | 3 | 3/4"
[5 empty] | 3 | 3/4"
[5 empty] | 3 | 3/4"
[5 empty] | 3 | 3/4"
[5 empty] | 3 | 3/4"
[5 empty] | 3 | 3/4"
[5 empty] | 3 | 3/4"
[5 empty] | 3 | 3/4"
[5 empty] | 3 | 3/4"
[5 empty] | 3 | 3/4"
[5 empty] | 3 | 3/4"
[5 empty] | 3 | 3/4"
[5 empty] | 3 | 3/4"
[5 empty] | 3 | 3/4"
[5 empty] | 3 | 3/4"
[5 empty] | 3 | 3/4"
[5 empty] | 3 | 3/4"
[5 empty] | 3 | 3/4"
[5 empty] | 3 | 3/4"
[5 empty] | 3 | 3/4"
[5 empty] | 3 | 3/4"
[5 empty] | 3 | 3/4"
[5 empty] | 3 | 3/4"
[5 empty] | 3 | 3/4"
[5 empty] | 3 | 3/4"
[5 empty] | 3 | 3/4"
[5 empty] | 3 | 3/4"
[5 empty] | 3 | 3/4"
[5 empty] | 3 | 3/4"
[5 empty] | 3 | 3/4"
[5 empty] | 3 | 3/4"
[5 empty] | 3 | 3/4"
[5 empty] | 3 | 3/4"
[5 empty] | 3 | 3/4"
[5 empty] | 3 | 3/4"
[5 empty] | 3 | 3/4"
[5 empty] | 3 | 3/4"
[5 empty] | 3 | 3/4"
[5 empty] | 3 | 3/4"
[5 empty] | 3 | 3/4"
[5 empty] | 3 | 3/4"
[5 empty] | 3 | 3/4"
[5 empty] | 3 | 3/4"
[5 empty] | 3 | 3/4"
[5 empty] | 3 | 3/4"
[5 empty] | 3 | 3/4"
[5 empty] | 3 | 3/4"
[5 empty] | 3 | 3/4"
[5 empty] | 3 | 3/4"
[5 empty] | 3 | 3/4"
[5 empty] | 3 | 3/4"
[5 empty] | 3 | 3/4"
[5 empty] | 3 | 3/4"
[5 empty] | 3 | 3/4"
[5 empty] | 3 | 3/4"
[5 empty] | 3 | 3/4"
[5 empty] | 3 | 3/4"
[5 empty] | 3 | 3/4"
[5 empty] | 3 | 3/4"
[5 empty] | 3 | 3/4"
[5 empty] | 3 | 3/4"
[5 empty] | 3 | 3/4"
[5 empty] | 3 | 3/4"
[5 empty] | 3 | 3/4"
[5 empty] | 3 | 3/4"
[5 empty] | 3 | 3/4"
[5 empty] | 3 | 3/4"
[5 empty] | 3 | 3/4"
[5 empty] | 3 | 3/4"
[5 empty] | 3 | 3/4"
[5 empty] | 3 | 3/4"
[5 empty] | 3 | 3/4"
[5 empty] | 3 | 3/4"
[5 empty] | 3 | 3/4"
[5 empty] | 3 | 3/4"
[5 empty] | 3 | 3/4"
[5 empty] | 3 | 3/4"
[5 empty] | 3 | 3/4"
[5 empty] | 3 | 3/4"
[5 empty] | 3 | 3/4"
[5 empty] | 3 | 3/4"
[5 empty] | 3 | 3/4"
[5 empty] | 3 | 3/4"
[5 empty] | 3 | 3/4"
[5 empty] | 3 | 3/4"
[5 empty] | 3 | 3/4"
[5 empty] | 3 | 3/4"
[5 empty] | 3 | 3/4"
[5 empty] | 3 | 3/4"
[5 empty] | 3 | 3/4"
[5 empty] | 3 | 3/4"
[5 empty] | 3 | 3/4"
[5 empty] | 3 | 3/4"
[5 empty] | 3 | 3/4"
[5 empty] | 3 | 3/4"
[5 empty] | 3 | 3/4"
[5 empty] | 3 | 3/4"
[5 empty] | 3 | 3/4"
[5 empty] | 3 | 3/4"
[5 empty] | 3 | 3/4"
[5 empty] | 3 | 3/4"
[5 empty] | 3 | 3/4"
[5 empty] | 3 | 3/4"
[5 empty] | 3 | 3/4"
[5 empty] | 3 | 3/4"
[5 empty] | 3 | 3/4"
[5 empty] | 3 | 3/4"
[5 empty] | 3 | 3/4"
[5 empty] | 3 | 3/4"
[5 empty] | 3 | 3/4"
[5 empty] | 3 | 3/4"
[5 empty] | 3 | 3/4"
[5 empty] | 3 | 3/4"
[5 empty] | 3 | 3/4"
[5 empty] | 3 | 3/4"
[5 empty] | 3 | 3/4"
[5 empty] | 3 | 3/4"
[5 empty] | 3 | 3/4"
[5 empty] | 3 | 3/4"
[5 empty] | 3 | 3/4"
[5 empty] | 3 | 3/4"
[5 empty] | 3 | 3/4"
[5 empty] | 3 | 3/4"
[5 empty] | 3 | 3/4"
[5 empty] | 3 | 3/4"
[5 empty] | 3 | 3/4"
[5 empty] | 3 | 3/4"
[5 empty] | 3 | 3/4"
[5 empty] | 3 | 3/4"
[5 empty] | 3 | 3/4"
[5 empty] | 3 | 3/4"
[5 empty] | 3 | 3/4"
[5 empty] | 3 | 3/4"
[5 empty] | 3 | 3/4"
[5 empty] | 3 | 3/4"
[5 empty] | 3 | 3/4"
[5 empty] | 3 | 3/4"
[5 empty] | 3 | 3/4"
[5 empty] | 3 | 3/4"
[5 empty] | 3 | 3/4"
[5 empty] | 3 | 3/4"
[5 empty] | 3 | 3/4"
[5 empty] | 3 | 3/4"
[5 empty] | 3 | 3/4"
[5 empty] | 3 | 3/4"
[5 empty] | 3 | 3/4"
[5 empty] | 3 | 3/4"
[5 empty] | 3 | 3/4"
[5 empty] | 3 | 3/4"
[5 empty] | 3 | 3/4"
[5 empty] | 3 | 3/4"
[5 empty] | 3 | 3/4"
[5 empty] | 3 | 3/4"
[5 empty] | 3 | 3/4"
[5 empty] | 3 | 3/4"
[5 empty] | 3 | 3/4"
[5 empty] | 3 | 3/4"
[5 empty] | 3 | 3/4"
[5 empty] | 3 | 3/4"
[5 empty] | 3 | 3/4"
[5 empty] | 3 | 3/4"
[5 empty] | 3 | 3/4"
[5 empty] | 3 | 3/4"
[5 empty] | 3 | 3/4"
[5 empty] | 3 | 3/4"
[5 empty] | 3 | 3/4"
[5 empty] | 3 | 3/4"
[5 empty] | 3 | 3/4"
[5 empty] | 3 | 3/4"
[5 empty] | 3 | 3/4"
[5 empty] | 3 | 3/4"
[5 empty] | 3 | 3/4"
[5 empty] | 3 | 3/4"
[5 empty] | 3 | 3/4"
[5 empty] | 3 | 3/4"
[5 empty] | 3 | 3/4"
[5 empty] | 3 | 3/4"
[5 empty] | 3 | 3/4"
[5 empty] | 3 | 3/4"
[5 empty] | 3 | 3/4"
[5 empty] | 3 | 3/4"
[5 empty] | 3 | 3/4"
[5 empty] | 3 | 3/4"
[5 empty] | 3 | 3/4"
[5 empty] | 3 | 3/4"
[5 empty] | 3 | 3/4"
[5 empty] | 3 | 3/4"
[5 empty] | 3 | 3/4"
[5 empty] | 3 | 3/4"
[5 empty] | 3 | 3/4"
[5 empty] | 3 | 3/4"
[5 empty] | 3 | 3/4"
[5 empty] | 3 | 3/4"
[5 empty] | 3 | 3/4"
[5 empty] | 3 | 3/4"
[5 empty] | 3 | 3/4"
[5 empty] | 3 | 3/4"
[5 empty] | 3 | 3/4"
[5 empty] | 3 | 3/4"
[5 empty] | 3 | 3/4"
[5 empty] | 3 | 3/4"
[5 empty] | 3 | 3/4"
[5 empty] | 3 | 3/4"
[5 empty] | 3 | 3/4"
[5 empty] | 3 | 3/4"
[5 empty] | 3 | 3/4"
[5 empty] | 3 | 3/4"
[5 empty] | 3 | 3/4"
[5 empty] | 3 | 3/4"
[5 empty] | 3 | 3/4"
[5 empty] | 3 | 3/4"
[5 empty] | 3 | 3/4"
[5 empty] | 3 | 3/4"
[5 empty] | 3 | 3/4"
[5 empty] | 3 | 3/4"
[5 empty] | 3 | 3/4"
[5 empty] | 3 | 3/4"
[5 empty] | 3 | 3/4"
[5 empty] | 3 | 3/4"
[5 empty] | 3 | 3/4"
[5 empty] | 3 | 3/4"
[5 empty] | 3 | 3/4"
[5 empty] | 3 | 3/4"
[5 empty] | 3 | 3/4"
[5 empty] | 3 | 3/4"
[5 empty] | 3 | 3/4"
[5 empty] | 3 | 3/4"
[5 empty] | 3 | 3/4"
[5 empty] | 3 | 3/4"
[5 empty] | 3 | 3/4"
[5 empty] | 3 | 3/4"
[5 empty] | 3 | 3/4"
[5 empty] | 3 | 3/4"
[5 empty] | 3 | 3/4"
[5 empty] | 3 | 3/4"
[5 empty] | 3 | 3/4"
[5 empty] | 3 | 3/4"
[5 empty] | 3 | 3/4"
[5 empty] | 3 | 3/4"
[5 empty] | 3 | 3/4"
[5 empty] | 3 | 3/4"
[5 empty] | 3 | 3/4"
[5 empty] | 3 | 3/4"
[5 empty] | 3 | 3/4"
[5 empty] | 3 | 3/4"
[5 empty] | 3 | 3/4"
[5 empty] | 3 | 3/4"
[5 empty] | 3 | 3/4"
[5 empty] | 3 | 3/4"
[5 empty] | 3 | 3/4"
[5 empty] | 3 | 3/4"
[5 empty] | 3 | 3/4"
[5 empty] | 3 | 3/4"
[5 empty] | 3 | 3/4"
[5 empty] | 3 | 3/4"
[5 empty] | 3 | 3/4"
[5 empty] | 3 | 3/4"
[5 empty] | 3 | 3/4"
[5 empty] | 3 | 3/4"
[5 empty] | 3 | 3/4"
[5 empty] | 3 | 3/4"
[5 empty] | 3 | 3/4"
[5 empty] | 3 | 3/4"
[5 empty] | 3 | 3/4"
[5 empty] | 3 | 3/4"
[5 empty] | 3 | 3/4"
[5 empty] | 3 | 3/4"
[5 empty] | 3 | 3/4"
[5 empty] | 3 | 3/4"
[5 empty] | 3 | 3/4"
[5 empty] | 3 | 3/4"
[5 empty] | 3 | 3/4"
[5 empty] | 3 | 3/4"
[5 empty] | 3 | 3/4"
[5 empty] | 3 | 3/4"
[5 empty] | 3 | 3/4"
[5 empty] | 3 | 3/4"
[5 empty] | 3 | 3/4"
[5 empty] | 3 | 3/4"
[5 empty] | 3 | 3/4"
[5 empty] | 3 | 3/4"
[5 empty] | 3 | 3/4"
[5 empty] | 3 | 3/4"
[5 empty] | 3 | 3/4"
[5 empty] | 3 | 3/4"
[5 empty] | 3 | 3/4"
[5 empty] | 3 | 3/4"
[5 empty] | 3 | 3/4"
[5 empty] | 3 | 3/4"
[5 empty] | 3 | 3/4"
[5 empty] | 3 | 3/4"
[5 empty] | 3 | 3/4"
[5 empty] | 3 | 3/4"
[5 empty] | 3 | 3/4"
[5 empty] | 3 | 3/4"
[5 empty] | 3 | 3/4"
[5 empty] | 3 | 3/4"
[5 empty] | 3 | 3/4"
[5 empty] | 3 | 3/4"
[5 empty] | 3 | 3/4"
[5 empty] | 3 | 3/4"
[5 empty] | 3 | 3/4"
[5 empty] | 3 | 3/4"
[5 empty] | 3 | 3/4"
[5 empty] | 3 | 3/4"
[5 empty] | 3 | 3/4"
[5 empty] | 3 | 3/4"
[5 empty] | 3 | 3/4"
[5 empty] | 3 | 3/4"
[5 empty] | 3 | 3/4"
[5 empty] | 3 | 3/4"
[5 empty] | 3 | 3/4"
[5 empty] | 3 | 3/4"
[5 empty] | 3 | 3/4"
[5 empty] | 3 | 3/4"
[5 empty] | 3 | 3/4"
[5 empty] | 3 | 3/4"
[5 empty] | 3 | 3/4"
[5 empty] | 3 | 3/4"
[5 empty] | 3 | 3/4"
[5 empty] | 3 | 3/4"
[5 empty] | 3 | 3/4"
[5 empty] | 3 | 3/4"
[5 empty] | 3 | 3/4"
[5 empty] | 3 | 3/4"
[5 empty] | 3 | 3/4"
[5 empty] | 3 | 3/4"
[5 empty] | 3 | 3/4"
[5 empty] | 3 | 3/4"
[5 empty] | 3 | 3/4"
[5 empty] | 3 | 3/4"
[5 empty] | 3 | 3/4"
[5 empty] | 3 | 3/4"
[5 empty] | 3 | 3/4"
[5 empty] | 3 | 3/4"
[5 empty] | 3 | 3/4"
[5 empty] | 3 | 3/4"
[5 empty] | 3 | 3/4"
[5 empty] | 3 | 3/4"
[5 empty] | 3 | 3/4"
[5 empty] | 3 | 3/4"
[5 empty] | 3 | 3/4"
[5 empty] | 3 | 3/4"
[5 empty] | 3 | 3/4"
[5 empty] | 3 | 3/4"
[5 empty] | 3 | 3/4"
[5 empty] | 3 | 3/4"
[5 empty] | 3 | 3/4"
[5 empty] | 3 | 3/4"
[5 empty] | 3 | 3/4"
[5 empty] | 3 | 3/4"
[5 empty] | 3 | 3/4"
[5 empty] | 3 | 3/4"
[5 empty] | 3 | 3/4"
[5 empty] | 3 | 3/4"
[5 empty] | 3 | 3/4"
[5 empty] | 3 | 3/4"
[5 empty] | 3 | 3/4"
[5 empty] | 3 | 3/4"
[5 empty] | 3 | 3/4"
[5 empty] | 3 | 3/4"
[5 empty] | 3 | 3/4"
[5 empty] | 3 | 3/4"
[5 empty] | 3 | 3/4"
[5 empty] | 3 | 3/4"
[5 empty] | 3 | 3/4"
[5 empty] | 3 | 3/4"
[5 empty] | 3 | 3/4"
[5 empty] | 3 | 3/4"
[5 empty] | 3 | 3/4"
[5 empty] | 3 | 3/4"
[5 empty] | 3 | 3/4"
[5 empty] | 3 | 3/4"
[5 empty] | 3 | 3/4"
[5 empty] | 3 | 3/4"
[5 empty] | 3 | 3/4"
[5 empty] | 3 | 3/4"
[5 empty] | 3 | 3/4"
[5 empty] | 3 | 3/4"
[5 empty] | 3 | 3/4"
[5 empty] | 3 | 3/4"
[5 empty] | 3 | 3/4"
[5 empty] | 3 | 3/4"
[5 empty] | 3 | 3/4"
[5 empty] | 3 | 3/4"
[5 empty] | 3 | 3/4"
[5 empty] | 3 | 3/4"
[5 empty] | 3 | 3/4"
[5 empty] | 3 | 3/4"
[5 empty] | 3 | 3/4"
[5 empty] | 3 | 3/4"
[5 empty] | 3 | 3/4"
[5 empty] | 3 | 3/4"
[5 empty] | 3 | 3/4"
[5 empty] | 3 | 3/4"
[5 empty] | 3 | 3/4"
[5 empty] | 3 | 3/4"
[5 empty] | 3 | 3/4"
[5 empty] | 3 | 3/4"
[5 empty] | 3 | 3/4"
[5 empty] | 3 | 3/4"
[5 empty] | 3 | 3/4"
[5 empty] | 3 | 3/4"
[5 empty] | 3 | 3/4"
[5 empty] | 3 | 3/4"
[5 empty] | 3 | 3/4"
[5 empty] | 3 | 3/4"
[5 empty] | 3 | 3/4"
[5 empty] | 3 | 3/4"
[5 empty] | 3 | 3/4"
[5 empty] | 3 | 3/4"
[5 empty] | 3 | 3/4"
[5 empty] | 3 | 3/4"
[5 empty] | 3 | 3/4"
[5 empty] | 3 | 3/4"
[5 empty] | 3 | 3/4"
[5 empty] | 3 | 3/4"
[5 empty] | 3 | 3/4"
[5 empty] | 3 | 3/4"
[5 empty] | 3 | 3/4"
[5 empty] | 3 | 3/4"
[5 empty] | 3 | 3/4"
[5 empty] | 3 | 3/4"
[5 empty] | 3 | 3/4"
[5 empty] | 3 | 3/4"
[5 empty] | 3 | 3/4"
[5 empty] | 3 | 3/4"
[5 empty] | 3 | 3/4"
[5 empty] | 3 | 3/4"
[5 empty] | 3 | 3/4"
[5 empty] | 3 | 3/4"
[5 empty] | 3 | 3/4"
[5 empty] | 3 | 3/4"
[5 empty] | 3 | 3/4"
[5 empty] | 3 | 3/4"
[5 empty] | 3 | 3/4"
[5 empty] | 3 | 3/4"
[5 empty] | 3 | 3/4"
[5 empty] | 3 | 3/4"
[5 empty] | 3 | 3/4"
[5 empty] | 3 | 3/4"
[5 empty] | 3 | 3/4"
[5 empty] | 3 | 3/4"
[5 empty] | 3 | 3/4"
[5 empty] | 3 | 3/4"
[5 empty] | 3 | 3/4"
[5 empty] | 3 | 3/4"
[5 empty] | 3 | 3/4"
[5 empty] | 3 | 3/4"
[5 empty] | 3 | 3/4"
[5 empty] | 3 | 3/4"
[5 empty] | 3 | 3/4"
[5 empty] | 3 | 3/4"
[5 empty] | 3 | 3/4"
[5 empty] | 3 | 3/4"
[5 empty] | 3 | 3/4"
[5 empty] | 3 | 3/4"
[5 empty] | 3 | 3/4"
[5 empty] | 3 | 3/4"
[5 empty] | 3 | 3/4"
[5 empty] | 3 | 3/4"
[5 empty] | 3 | 3/4"
[5 empty] | 3 | 3/4"
[5 empty] | 3 | 3/4"
[5 empty] | 3 | 3/4"
[5 empty] | 3 | 3/4"
[5 empty] | 3 | 3/4"
[5 empty] | 3 | 3/4"
[5 empty] | 3 | 3/4"
[5 empty] | 3 | 3/4"
[5 empty] | 3 | 3/4"
[5 empty] | 3 | 3/4"
[5 empty] | 3 | 3/4"
[5 empty] | 3 | 3/4"
[5 empty] | 3 | 3/4"
[5 empty] | 3 | 3/4"
[5 empty] | 3 | 3/4"
[5 empty] | 3 | 3/4"
[5 empty] | 3 | 3/4"
[5 empty] | 3 | 3/4"
[5 empty] | 3 | 3/4"
[5 empty] | 3 | 3/4"
[5 empty] | 3 | 3/4"
[5 empty] | 3 | 3/4"
[5 empty] | 3 | 3/4"
[5 empty] | 3 | 3/4"
[5 empty] | 3 | 3/4"
[5 empty] | 3 | 3/4"
[5 empty] | 3 | 3/4"
[5 empty] | 3 | 3/4"
[5 empty] | 3 | 3/4"
[5 empty] | 3 | 3/4"
[5 empty] | 3 | 3/4"
[5 empty] | 3 | 3/4"
[5 empty] | 3 | 3/4"
[5 empty] | 3 | 3/4"
[5 empty] | 3 | 3/4"
[5 empty] | 3 | 3/4"
[5 empty] | 3 | 3/4"
[5 empty] | 3 | 3/4"
[5 empty] | 3 | 3/4"
[5 empty] | 3 | 3/4"
[5 empty] | 3 | 3/4"
[5 empty] | 3 | 3/4"
[5 empty] | 3 | 3/4"
[5 empty] | 3 | 3/4"
[5 empty] | 3 | 3/4"
[5 empty] | 3 | 3/4"
[5 empty] | 3 | 3/4"
[5 empty] | 3 | 3/4"
[5 empty] | 3 | 3/4"
[5 empty] | 3 | 3/4"
[5 empty] | 3 | 3/4"
[5 empty] | 3 | 3/4"
[5 empty] | 3 | 3/4"
[5 empty] | 3 | 3/4"
[5 empty] | 3 | 3/4"
[5 empty] | 3 | 3/4"
[5 empty] | 3 | 3/4"
[5 empty] | 3 | 3/4"
[5 empty] | 3 | 3/4"
[5 empty] | 3 | 3/4"
[5 empty] | 3 | 3/4"
[5 empty] | 3 | 3/4"
[5 empty] | 3 | 3/4"
[5 empty] | 3 | 3/4"
[5 empty] | 3 | 3/4"
[5 empty] | 3 | 3/4"
[5 empty] | 3 | 3/4"
[5 empty] | 3 | 3/4"
[5 empty] | 3 | 3/4"
[5 empty] | 3 | 3/4"
[5 empty] | 3 | 3/4"
[5 empty] | 3 | 3/4"
[5 empty] | 3 | 3/4"
[5 empty] | 3 | 3/4"
[5 empty] | 3 | 3/4"
[5 empty] | 3 | 3/4"
[5 empty] | 3 | 3/4"
[5 empty] | 3 | 3/4"
[5 empty] | 3 | 3/4"
[5 empty] | 3 | 3/4"
[5 empty] | 3 | 3/4"
[5 empty] | 3 | 3/4"
[5 empty] | 3 | 3/4"
[5 empty] | 3 | 3/4"
[5 empty] | 3 | 3/4"
[5 empty] | 3 | 3/4"
[5 empty] | 3 | 3/4"
[5 empty] | 3 | 3/4"
[5 empty] | 3 | 3/4"
[5 empty] | 3 | 3/4"
[5 empty] | 3 | 3/4"
[5 empty] | 3 | 3/4"
[5 empty] | 3 | 3/4"
[5 empty] | 3 | 3/4"
[5 empty] | 3 | 3/4"
[5 empty] | 3 | 3/4"
[5 empty] | 3 | 3/4"
[5 empty] | 3 | 3/4"
[5 empty] | 3 | 3/4"
[5 empty] | 3 | 3/4"
[5 empty] | 3 | 3/4"
[5 empty] | 3 | 3/4"
[5 empty] | 3 | 3/4"
[5 empty] | 3 | 3/4"
[5 empty] | 3 | 3/4"
[5 empty] | 3 | 3/4"
[5 empty] | 3 | 3/4"
[5 empty] | 3 | 3/4"
[5 empty] | 3 | 3/4"
[5 empty] | 3 | 3/4"
[5 empty] | 3 | 3/4"
[5 empty] | 3 | 3/4"
[5 empty] | 3 | 3/4"
[5 empty] | 3 | 3/4"
[5 empty] | 3 | 3/4"
[5 empty] | 3 | 3/4"
[5 empty] | 3 | 3/4"
[5 empty] | 3 | 3/4"
[5 empty] | 3 | 3/4"
[5 empty] | 3 | 3/4"
[5 empty] | 3 | 3/4"
[5 empty] | 3 | 3/4"
[5 empty] | 3 | 3/4"
[5 empty] | 3 | 3/4"
[5 empty] | 3 | 3/4"
[5 empty] | 3 | 3/4"
[5 empty] | 3 | 3/4"
[5 empty] | 3 | 3/4"
[5 empty] | 3 | 3/4"
[5 empty] | 3 | 3/4"
[5 empty] | 3 | 3/4"
[5 empty] | 3 | 3/4"
[5 empty] | 3 | 3/4"
[5 empty] | 3 | 3/4"
[5 empty] | 3 | 3/4"
[5 empty] | 3 | 3/4"
[5 empty] | 3 | 3/4"
[5 empty] | 3 | 3/4"
[5 empty] | 3 | 3/4"
[5 empty] | 3 | 3/4"
[5 empty] | 3 | 3/4"
[5 empty] | 3 | 3/4"
[5 empty] | 3 | 3/4"
[5 empty] | 3 | 3/4"
[5 empty] | 3 | 3/4"
[5 empty] | 3 | 3/4"
[5 empty] | 3 | 3/4"
[5 empty] | 3 | 3/4"
[5 empty] | 3 | 3/4"
[5 empty] | 3 | 3/4"
[5 empty] | 3 | 3/4"

## Sizing 6-4.0
INPUT
Pressure and Velocity |  |  | 6-4.0
|  |  | Velocity | Friction
|  |  | fps | psi/100 ft
| Cold water |  | 6 | 4
Output
Pipe sizes vs flow and fixture units
Flow
|  | Size | (gpm)
|  | (in) | CW | HW
|  | 1/2" | 2 | 2
|  | 3/4" | 5.5 | 5.5
|  | 1" | 12 | 10
|  | 1 1/4" | 20 | 15
|  | 1 1/2" | 31 | 21
|  | 2" | 57 | 37
|  | 2 1/2" | 87 | 60
|  | 3" | 125 | 85
|  | 4" | 220 | 150
|  | 5" | 350 | 230
|  | 6" | 500 | 345
Notes:
1 | Pipe sizing table:
2018 ASPE Plumbing Engineering Design Handbook, Vol 2, Figure 5-A1: Pipe Sizing Data, Smooth Pipe
2 | GPM to WSFU conversion: 2018 ASPE Plumbing Engineering Design Handbook, Vol 2, Table 5-15(A) & (B)
3 | Value exceed GPM to WSFU Table

## Sizing 8-5.0
INPUT
Pressure and Velocity |  |  | 8-5.0
|  |  | Velocity | Friction
|  |  | fps | psi/100 ft
| Cold water |  | 8 | 5
Output
Pipe sizes vs flow and fixture units
Flow
|  | Size | (gpm)
|  | (in) | CW | HW
|  | 1/2" | 2.3 | 2.3
|  | 3/4" | 6 | 6
|  | 1" | 13 | 12
|  | 1 1/4" | 22.5 | 18
|  | 1 1/2" | 35 | 26
|  | 2" | 75 | 46
|  | 2 1/2" | 120 | 71
|  | 3" | 185 | 105
|  | 4" | 300 | 180
|  | 5" | 450 | 300
|  | 6" | 650 | 410
Notes:
1 | Pipe sizing table:
2018 ASPE Plumbing Engineering Design Handbook, Vol 2, Figure 5-A1: Pipe Sizing Data, Smooth Pipe
2 | GPM to WSFU conversion: 2018 ASPE Plumbing Engineering Design Handbook, Vol 2, Table 5-15(A) & (B)
3 | Value exceed GPM to WSFU Table

## Sizing 8-4.5
INPUT
Pressure and Velocity |  |  | 8-4.5
|  |  | Velocity | Friction
|  |  | fps | psi/100 ft
| Cold water |  | 8 | 4.5
Output
Pipe sizes vs flow and fixture units
Flow
|  | Size | (gpm)
|  | (in) | CW | HW
|  | 1/2" | 2.25 | 2.25
|  | 3/4" | 5.9 | 5.9
|  | 1" | 12 | 12
|  | 1 1/4" | 22 | 18
|  | 1 1/2" | 33 | 27
|  | 2" | 76 | 46
|  | 2 1/2" | 120 | 71
|  | 3" | 185 | 105
|  | 4" | 300 | 180
|  | 5" | 450 | 500
|  | 6" | 650 | 410
Notes:
1 | Pipe sizing table:
2018 ASPE Plumbing Engineering Design Handbook, Vol 2, Figure 5-A1: Pipe Sizing Data, Smooth Pipe
2 | GPM to WSFU conversion: 2018 ASPE Plumbing Engineering Design Handbook, Vol 2, Table 5-15(A) & (B)
3 | Value exceed GPM to WSFU Table